{"text_format":"3","workbook":"xlsx","n_sheets":4,"sheets":["县区分布式电源受限信息表","公用变电站分布式电源可开放容量","10千伏公用馈线分布式电源可开放容量","公用台区分布式电源可开放容量"],"not_rendered":{"defined_names":7},"read":"whole","date_system":"1900"}

{"sheet":"县区分布式电源受限信息表","index":0,"n_rows":4,"n_cols":4,"rows_kept":4,"merged":[[0,0,0,3]]}
["惠安县分布式电源并网可开放容量信息"]
[{"$nulls":3},"单位：兆瓦"]
["序号","地区","并网是否受限","并网可开放容量"]
[1,"惠安县",null,133.25]

{"sheet":"公用变电站分布式电源可开放容量","index":1,"n_rows":29,"n_cols":5,"rows_kept":29,"merged":[[0,0,0,4]]}
["公用变电站分布式电源并网可开放容量信息"]
[{"$nulls":4},"单位：兆瓦"]
["序号","所属县\n（市、区）","所属变电站主变名称","主变可接入容量","评估等级"]
[1,"惠安县","220kV长新变",{"v":55.77076,"d":"55.77"},"绿色"]
[2,"惠安县","220kV涂寨变",{"v":39.08333,"d":"39.08"},"绿色"]
[3,"惠安县","220kV上曾变",{"v":38.39713,"d":"38.40"},"绿色"]
[4,"惠安县","110kV赤湖变1号主变",{"v":45.64745,"d":"45.65"},"绿色"]
[5,"惠安县","110kV赤湖变2号主变",20.16,"绿色"]
[6,"惠安县","110kV崇武变1号主变",{"v":45.544,"d":"45.54"},"绿色"]
[7,"惠安县","110kV崇武变2号主变",{"v":39.08333,"d":"39.08"},"绿色"]
[8,"惠安县","110kV厝斗变1号主变",{"v":39.08333,"d":"39.08"},"绿色"]
[9,"惠安县","110kV厝斗变2号主变",35.91,"黄色"]
[10,"惠安县","110kV绿谷变1号主变",36.23,"绿色"]
[11,"惠安县","110kV绿谷变2号主变",{"v":38.39613,"d":"38.40"},"绿色"]
[12,"惠安县","110kV美仁变1号主变",34.72,"绿色"]
[13,"惠安县","110kV美仁变2号主变",36.64,"绿色"]
[14,"惠安县","110kV南山变1号主变",{"v":26.15202,"d":"26.15"},"绿色"]
[15,"惠安县","110kV南山变2号主变",{"v":37.432,"d":"37.43"},"黄色"]
[16,"惠安县","110kV松村变1号主变",{"v":38.689,"d":"38.69"},"绿色"]
[17,"惠安县","110kV松村变2号主变",{"v":33.616,"d":"33.62"},"绿色"]
[18,"惠安县","110kV溪西变1号主变",{"v":31.191,"d":"31.19"},"黄色"]
[19,"惠安县","110kV溪西变2号主变",{"v":43.899,"d":"43.90"},"绿色"]
[20,"惠安县","110kV霞光变1号主变",{"v":39.08333,"d":"39.08"},"绿色"]
[21,"惠安县","110kV霞光变2号主变",{"v":38.39613,"d":"38.40"},"绿色"]
[22,"惠安县","110kV玉围变1号主变",{"v":25.03695,"d":"25.04"},"绿色"]
[23,"惠安县","110kV玉围变2号主变",34.26,"绿色"]
[24,"惠安县","110kV玉围变3号主变",{"v":39.08333,"d":"39.08"},"绿色"]
[25,"惠安县","110kV散湖变1号主变",{"v":26.15202,"d":"26.15"},"绿色"]
[26,"惠安县","110kV散湖变2号主变",{"v":26.15202,"d":"26.15"},"绿色"]

{"sheet":"10千伏公用馈线分布式电源可开放容量","index":2,"n_rows":233,"n_cols":5,"rows_kept":233,"merged":[[0,0,0,4]]}
["10千伏公用馈线分布式电源可开放容量信息"]
[{"$nulls":4},"单位：兆瓦"]
["序号","所属县\n（市、区）","线路名称及编号","并网可开放容量","评估等级"]
[1,"惠安县","赤湖变10kV假日线610",{"v":7.238378,"d":"7.24"},"绿色"]
[2,"惠安县","赤湖变10kV古城线611",{"v":6.997378,"d":"7.00"},"绿色"]
[3,"惠安县","赤湖变10kV青山线612",{"v":5.789378,"d":"5.79"},"黄色"]
[4,"惠安县","赤湖变10kV西沙线613",{"v":6.332378,"d":"6.33"},"绿色"]
[5,"惠安县","赤湖变10kV山霞线614",{"v":6.559378,"d":"6.56"},"绿色"]
[6,"惠安县","赤湖变10kV涂寨线615",{"v":6.595378,"d":"6.60"},"绿色"]
[7,"惠安县","赤湖变10kV五峰线616",{"v":6.454378,"d":"6.45"},"绿色"]
[8,"惠安县","赤湖变10kV港乾线617",{"v":6.546508,"d":"6.55"},"绿色"]
[9,"惠安县","赤湖变10kV岩峰线618",{"v":5.7006978,"d":"5.70"},"黄色"]
[10,"惠安县","赤湖变10kV山腰线619",{"v":6.325378,"d":"6.33"},"黄色"]
[11,"惠安县","赤湖变10kV镇西Ⅰ回620",{"v":7.155639,"d":"7.16"},"绿色"]
[12,"惠安县","赤湖变10kV西华线621",{"v":6.949639,"d":"6.95"},"绿色"]
[13,"惠安县","赤湖变10kV海门线622",{"v":6.789639,"d":"6.79"},"绿色"]
[14,"惠安县","赤湖变10kV岞港线623",{"v":6.793378,"d":"6.79"},"绿色"]
[15,"惠安县","赤湖变10kV潮乐线624",{"v":6.654378,"d":"6.65"},"绿色"]
[16,"惠安县","赤湖变10kV镇西Ⅱ回625",{"v":6.818639,"d":"6.82"},"绿色"]
[17,"惠安县","赤湖变10kV水边线626",{"v":5.154639,"d":"5.15"},"黄色"]
[18,"惠安县","赤湖变10kV林场线627",{"v":6.205378,"d":"6.21"},"绿色"]
[19,"惠安县","赤湖变10kV龙西Ⅰ回628",{"v":6.500378,"d":"6.50"},"绿色"]
[20,"惠安县","赤湖变10kV东下坑线629",{"v":5.181378,"d":"5.18"},"黄色"]
[21,"惠安县","赤湖变10kV龙西Ⅱ回632",{"v":6.383378,"d":"6.38"},"绿色"]
[22,"惠安县","赤湖变10kV弘扬线641",{"v":3.701639,"d":"3.70"},"黄色"]
[23,"惠安县","赤湖变10kV涂寨Ⅱ回642",{"v":5.991378,"d":"5.99"},"绿色"]
[24,"惠安县","崇武变10kV拥军线910",{"v":6.547378,"d":"6.55"},"绿色"]
[25,"惠安县","崇武变10kV巨兴线911",{"v":6.528378,"d":"6.53"},"绿色"]
[26,"惠安县","崇武变10kV鼎盛线914",{"v":6.390378,"d":"6.39"},"绿色"]
[27,"惠安县","崇武变10kV前垵线915",{"v":6.384378,"d":"6.38"},"绿色"]
[28,"惠安县","崇武变10kV外滩线916",{"v":6.384378,"d":"6.38"},"绿色"]
[29,"惠安县","崇武变10kV海景线918",{"v":6.442378,"d":"6.44"},"绿色"]
[30,"惠安县","崇武变10kV东门线919",{"v":7.016378,"d":"7.02"},"绿色"]
[31,"惠安县","崇武变10kV福邸线921",{"v":7.049378,"d":"7.05"},"绿色"]
[32,"惠安县","崇武变10kV国宏线922",{"v":6.490378,"d":"6.49"},"绿色"]
[33,"惠安县","崇武变10kV大唐线923",{"v":6.572378,"d":"6.57"},"绿色"]
[34,"惠安县","崇武变10kV东平线924",{"v":5.557378,"d":"5.56"},"黄色"]
[35,"惠安县","崇武变10kV天辰线941",{"v":6.385378,"d":"6.39"},"绿色"]
[36,"惠安县","崇武变10kV景区线942",{"v":7.020378,"d":"7.02"},"绿色"]
[37,"惠安县","崇武变10kV峰东线951",{"v":6.235378,"d":"6.24"},"绿色"]
[38,"惠安县","崇武变10kV华益线952",{"v":6.494378,"d":"6.49"},"绿色"]
[39,"惠安县","崇武变10kV联群线953",{"v":6.514378,"d":"6.51"},"绿色"]
[40,"惠安县","崇武变10kV旭东线954",{"v":6.455378,"d":"6.46"},"绿色"]
[41,"惠安县","厝斗变10kV东岭线610",{"v":6.7788237,"d":"6.78"},"绿色"]
[42,"惠安县","厝斗变10kV中化Ⅰ回611",{"v":5.958378,"d":"5.96"},"黄色"]
[43,"惠安县","厝斗变10kV前林线612",{"v":5.762378,"d":"5.76"},"黄色"]
[44,"惠安县","厝斗变10kV上湖线613",{"v":6.433378,"d":"6.43"},"绿色"]
[45,"惠安县","厝斗变10kV小丘线614",{"v":6.053378,"d":"6.05"},"黄色"]
[46,"惠安县","厝斗变10kV园区线615",{"v":5.792378,"d":"5.79"},"黄色"]
[47,"惠安县","厝斗变10kV前炉线616",{"v":5.401378,"d":"5.40"},"黄色"]
[48,"惠安县","厝斗变10kV东湖线617",{"v":4.2028237,"d":"4.20"},"黄色"]
[49,"惠安县","厝斗变10kV斗尾Ⅰ回618",{"v":5.811378,"d":"5.81"},"黄色"]
[50,"惠安县","厝斗变10kV净峰线619",{"v":5.1638237,"d":"5.16"},"黄色"]
[51,"惠安县","厝斗变10kV南星线620",{"v":5.996378,"d":"6.00"},"黄色"]
[52,"惠安县","厝斗变10kV东桥线621",{"v":4.9168237,"d":"4.92"},"黄色"]
[53,"惠安县","厝斗变10kV赤石线622",{"v":5.920378,"d":"5.92"},"黄色"]
[54,"惠安县","厝斗变10kV莲塘线623",{"v":5.388378,"d":"5.39"},"黄色"]
[55,"惠安县","厝斗变10kV斗尾Ⅱ回624",{"v":3.8463777,"d":"3.85"},"黄色"]
[56,"惠安县","厝斗变10kV大吴线625",{"v":6.594378,"d":"6.59"},"黄色"]
[57,"惠安县","厝斗变10kV中化Ⅱ回626",{"v":6.136378,"d":"6.14"},"黄色"]
[58,"惠安县","厝斗变10kV湖边线627",{"v":5.412378,"d":"5.41"},"黄色"]
[59,"惠安县","厝斗变10kV惠城线628",{"v":2.2853777,"d":"2.29"},"黄色"]
[60,"惠安县","厝斗变10kV三村线629",{"v":2.883824,"d":"2.88"},"黄色"]
[61,"惠安县","厝斗变10kV石井线630",{"v":2.8538237,"d":"2.85"},"黄色"]
[62,"惠安县","厝斗变10kV惠辋线631",{"v":6.205378,"d":"6.21"},"黄色"]
[63,"惠安县","厝斗变10kV西埔线632",{"v":6.098378,"d":"6.10"},"黄色"]
[64,"惠安县","厝斗变10kV崎峰线633",{"v":5.420378,"d":"5.42"},"黄色"]
[65,"惠安县","厝斗变10kV荷山线641",{"v":6.255378,"d":"6.26"},"黄色"]
[66,"惠安县","厝斗变10kV小岞线643",{"v":5.300378,"d":"5.30"},"黄色"]
[67,"惠安县","厝斗变10kV北埔线644",{"v":6.528378,"d":"6.53"},"黄色"]
[68,"惠安县","绿谷变10kV虎窟线911",{"v":5.784378,"d":"5.78"},"黄色"]
[69,"惠安县","绿谷变10kV商城线912",{"v":5.063378,"d":"5.06"},"黄色"]
[70,"惠安县","绿谷变10kV坝岭线913",{"v":6.005378,"d":"6.01"},"黄色"]
[71,"惠安县","绿谷变10kV塘城线914",{"v":6.150378,"d":"6.15"},"黄色"]
[72,"惠安县","绿谷变10kV光山线915",{"v":2.2963777,"d":"2.30"},"黄色"]
[73,"惠安县","绿谷变10kV物流线916",{"v":4.539378,"d":"4.54"},"黄色"]
[74,"惠安县","绿谷变10kV蓝田线917",{"v":4.794378,"d":"4.79"},"绿色"]
[75,"惠安县","绿谷变10kV龙谷线918",{"v":6.651378,"d":"6.65"},"绿色"]
[76,"惠安县","绿谷变10kV南安线919",{"v":6.143378,"d":"6.14"},"黄色"]
[77,"惠安县","绿谷变10kV桃源线921",{"v":6.572378,"d":"6.57"},"绿色"]
[78,"惠安县","绿谷变10kV苏塘线922",{"v":5.168378,"d":"5.17"},"黄色"]
[79,"惠安县","绿谷变10kV联三线923",{"v":3.128378,"d":"3.13"},"黄色"]
[80,"惠安县","绿谷变10kV紫山线924",{"v":6.332378,"d":"6.33"},"绿色"]
[81,"惠安县","绿谷变10kV莲坑线925",{"v":6.332378,"d":"6.33"},"绿色"]
[82,"惠安县","绿谷变10kV富民线941",{"v":7.041378,"d":"7.04"},"绿色"]
[83,"惠安县","绿谷变10kV坝下线942",{"v":6.043378,"d":"6.04"},"黄色"]
[84,"惠安县","绿谷变10kV碧岭线943",{"v":5.615378,"d":"5.62"},"黄色"]
[85,"惠安县","绿谷变10kV双溪线944",{"v":5.368378,"d":"5.37"},"黄色"]
[86,"惠安县","绿谷变10kV埔兜线945",{"v":2.916378,"d":"2.92"},"黄色"]
[87,"惠安县","美仁变10kV省吟线610",{"v":4.783378,"d":"4.78"},"黄色"]
[88,"惠安县","美仁变10kV汾阳Ⅱ回611",{"v":4.913378,"d":"4.91"},"黄色"]
[89,"惠安县","美仁变10kV后郭线612",{"v":5.388378,"d":"5.39"},"黄色"]
[90,"惠安县","美仁变10kV嘉惠线613",{"v":6.383378,"d":"6.38"},"绿色"]
[91,"惠安县","美仁变10kV金石线614",{"v":6.756378,"d":"6.76"},"绿色"]
[92,"惠安县","美仁变10kV油园线615",{"v":4.518378,"d":"4.52"},"黄色"]
[93,"惠安县","美仁变10kV林口线616",{"v":6.205378,"d":"6.21"},"黄色"]
[94,"惠安县","美仁变10kV科山线617",{"v":7.573378,"d":"7.57"},"绿色"]
[95,"惠安县","美仁变10kV达利Ⅲ回618",{"v":6.503378,"d":"6.50"},"绿色"]
[96,"惠安县","美仁变10kV诗口线619",{"v":6.161378,"d":"6.16"},"黄色"]
[97,"惠安县","美仁变10kV富邦线620",{"v":6.351378,"d":"6.35"},"绿色"]
[98,"惠安县","美仁变10kV汾阳Ⅰ回621",{"v":5.227378,"d":"5.23"},"黄色"]
[99,"惠安县","美仁变10kV聚龙线622",{"v":6.395378,"d":"6.40"},"绿色"]
[100,"惠安县","美仁变10kV达利Ⅱ回623",{"v":6.478378,"d":"6.48"},"绿色"]
[101,"惠安县","美仁变10kV企塘线624",{"v":5.577378,"d":"5.58"},"绿色"]
[102,"惠安县","美仁变10kV杏林线626",{"v":2.8713777,"d":"2.87"},"黄色"]
[103,"惠安县","美仁变10kV世纪线627",{"v":7.086378,"d":"7.09"},"绿色"]
[104,"惠安县","美仁变10kV达利Ⅰ回628",{"v":6.335378,"d":"6.34"},"绿色"]
[105,"惠安县","美仁变10kV南坑线629",{"v":6.237378,"d":"6.24"},"黄色"]
[106,"惠安县","南山变10kV陈芹线911",{"v":5.838378,"d":"5.84"},"黄色"]
[107,"惠安县","南山变10kV慧芯线912",{"v":6.569378,"d":"6.57"},"绿色"]
[108,"惠安县","南山变10kV黄崎线913",{"v":6.817639,"d":"6.82"},"绿色"]
[109,"惠安县","南山变10kV胡厝线914",{"v":8.232639,"d":"8.23"},"绿色"]
[110,"惠安县","南山变10kV芦厝线921",{"v":2.2633777,"d":"2.26"},"黄色"]
[111,"惠安县","南山变10kV中保线922",{"v":6.163378,"d":"6.16"},"黄色"]
[112,"惠安县","南山变10kV廖厝线923",{"v":6.835639,"d":"6.84"},"黄色"]
[113,"惠安县","南山变10kV顶郭线924",{"v":6.125378,"d":"6.13"},"黄色"]
[114,"惠安县","散湖变10kV梅庄线911",{"v":5.001378,"d":"5.00"},"黄色"]
[115,"惠安县","散湖变10kV后许线912",{"v":5.876378,"d":"5.88"},"黄色"]
[116,"惠安县","散湖变10kV华电线913",{"v":6.818639,"d":"6.82"},"绿色"]
[117,"惠安县","散湖变10kV坑尾线914",{"v":0.2743777,"d":"0.27"},"黄色"]
[118,"惠安县","散湖变10kV东埭线915",{"v":4.977639,"d":"4.98"},"黄色"]
[119,"惠安县","散湖变10kV泉惠线916",{"v":7.861378,"d":"7.86"},"绿色"]
[120,"惠安县","散湖变10kV大屿岛Ⅰ回917",{"v":6.140639,"d":"6.14"},"黄色"]
[121,"惠安县","散湖变10kV隔墙Ⅱ回918",{"v":6.925378,"d":"6.93"},"绿色"]
[122,"惠安县","散湖变10kV长塑线919",{"v":6.332378,"d":"6.33"},"绿色"]
[123,"惠安县","散湖变10kV埔殊线921",{"v":5.979378,"d":"5.98"},"黄色"]
[124,"惠安县","散湖变10kV后建线922",{"v":6.285378,"d":"6.29"},"黄色"]
[125,"惠安县","散湖变10kV通港线923",{"v":5.468639,"d":"5.47"},"绿色"]
[126,"惠安县","散湖变10kV东坂线924",{"v":5.787378,"d":"5.79"},"黄色"]
[127,"惠安县","散湖变10kV西斗线925",{"v":6.336378,"d":"6.34"},"绿色"]
[128,"惠安县","散湖变10kV南湖线926",{"v":6.605378,"d":"6.61"},"绿色"]
[129,"惠安县","散湖变10kV码头线941",{"v":7.646639,"d":"7.65"},"绿色"]
[130,"惠安县","散湖变10kV隔墙Ⅰ回942",{"v":6.753378,"d":"6.75"},"绿色"]
[131,"惠安县","散湖变10kV大屿岛Ⅱ回943",{"v":6.791639,"d":"6.79"},"绿色"]
[132,"惠安县","散湖变10kV五柳线944",{"v":3.7053777,"d":"3.71"},"黄色"]
[133,"惠安县","散湖线10kV香江线945",{"v":6.441378,"d":"6.44"},"绿色"]
[134,"惠安县","上曾变10kV坪尾线931",{"v":3.9463774,"d":"3.95"},"黄色"]
[135,"惠安县","上曾变10kV洋井线934",{"v":6.386378,"d":"6.39"},"绿色"]
[136,"惠安县","松村变10kV螺山线610",{"v":6.980378,"d":"6.98"},"绿色"]
[137,"惠安县","松村变10kV洋边线613",{"v":6.364378,"d":"6.36"},"绿色"]
[138,"惠安县","松村变10kV东山线618",{"v":7.828378,"d":"7.83"},"绿色"]
[139,"惠安县","松村变10kV杜厝线619",{"v":7.059378,"d":"7.06"},"绿色"]
[140,"惠安县","松村变10kV后内线620",{"v":5.255378,"d":"5.26"},"黄色"]
[141,"惠安县","松村变10kV前海线622",{"v":5.926378,"d":"5.93"},"黄色"]
[142,"惠安县","松村变10kV湖街线628",{"v":5.994378,"d":"5.99"},"黄色"]
[143,"惠安县","松村变10kV墩中线629",{"v":6.250378,"d":"6.25"},"黄色"]
[144,"惠安县","涂寨变10kV瑞东线911",{"v":5.9535625,"d":"5.95"},"绿色"]
[145,"惠安县","涂寨变10kV塔上线912",{"v":5.3755625,"d":"5.38"},"黄色"]
[146,"惠安县","涂寨变10kV上正线913",{"v":1.5285625,"d":"1.53"},"黄色"]
[147,"惠安县","涂寨变10kV大林线914",{"v":5.6235625,"d":"5.62"},"绿色"]
[148,"惠安县","涂寨变10kV灵山线915",{"v":5.2775625,"d":"5.28"},"黄色"]
[149,"惠安县","涂寨变10kV雀氏线921",{"v":2.3235625,"d":"2.32"},"黄色"]
[150,"惠安县","涂寨变10kV涂厅线922",{"v":4.1365625,"d":"4.14"},"黄色"]
[151,"惠安县","涂寨变10kV东庄线923",{"v":5.5145625,"d":"5.51"},"绿色"]
[152,"惠安县","涂寨变10kV翔豪线924",{"v":4.5125625,"d":"4.51"},"黄色"]
[153,"惠安县","涂寨变10kV新亭线931",{"v":4.6865625,"d":"4.69"},"黄色"]
[154,"惠安县","涂寨变10kV涂南线932",{"v":5.0685625,"d":"5.07"},"黄色"]
[155,"惠安县","涂寨变10kV坝尾线934",{"v":5.5965625,"d":"5.60"},"绿色"]
[156,"惠安县","溪西变10kV后窑线610",{"v":5.626639,"d":"5.63"},"黄色"]
[157,"惠安县","溪西变10kV溪东线611",{"v":4.6213774,"d":"4.62"},"黄色"]
[158,"惠安县","溪西变10kV锦丰线612",{"v":5.120378,"d":"5.12"},"黄色"]
[159,"惠安县","溪西变10kV梧塘线613",{"v":1.993639,"d":"1.99"},"黄色"]
[160,"惠安县","溪西变10kV钱塘线614",{"v":4.931639,"d":"4.93"},"黄色"]
[161,"惠安县","溪西变10kV前吴线615",{"v":6.457639,"d":"6.46"},"黄色"]
[162,"惠安县","溪西变10kV五音线617",{"v":5.724378,"d":"5.72"},"黄色"]
[163,"惠安县","溪西变10kV松星线619",{"v":3.7253777,"d":"3.73"},"黄色"]
[164,"惠安县","溪西变10kV万华线620",{"v":3.2663777,"d":"3.27"},"黄色"]
[165,"惠安县","溪西变10kV匹克线621",{"v":5.435378,"d":"5.44"},"黄色"]
[166,"惠安县","溪西变10kV上坂线922",{"v":6.080378,"d":"6.08"},"黄色"]
[167,"惠安县","溪西变10kV前宅线923",{"v":6.736639,"d":"6.74"},"黄色"]
[168,"惠安县","溪西变10kV沈厝线924",{"v":7.203639,"d":"7.20"},"绿色"]
[169,"惠安县","溪西变10kV侨群线925",{"v":6.247378,"d":"6.25"},"黄色"]
[170,"惠安县","溪西变10kV梧宅线926",{"v":6.594639,"d":"6.59"},"黄色"]
[171,"惠安县","溪西变10kV华辉线927",{"v":7.195639,"d":"7.20"},"绿色"]
[172,"惠安县","溪西变10kV洋坑线940",{"v":5.388378,"d":"5.39"},"黄色"]
[173,"惠安县","溪西变10kV山前线941",{"v":6.492639,"d":"6.49"},"黄色"]
[174,"惠安县","溪西变10kV三德线942",{"v":5.272378,"d":"5.27"},"黄色"]
[175,"惠安县","溪西变10kV锦水线943",{"v":6.515378,"d":"6.52"},"绿色"]
[176,"惠安县","溪西变10kV五洲线944",{"v":6.505639,"d":"6.51"},"黄色"]
[177,"惠安县","溪西变10kV大清线945",{"v":6.030639,"d":"6.03"},"黄色"]
[178,"惠安县","霞光变10kV西苑线911",{"v":7.725639,"d":"7.73"},"绿色"]
[179,"惠安县","霞光变10kV新霞线912",{"v":7.972639,"d":"7.97"},"绿色"]
[180,"惠安县","霞光变10kV霞东线913",{"v":7.021639,"d":"7.02"},"绿色"]
[181,"惠安县","霞光变10kV东升线914",{"v":7.975639,"d":"7.98"},"绿色"]
[182,"惠安县","霞光变10kV海西线915",{"v":8.141639,"d":"8.14"},"绿色"]
[183,"惠安县","霞光变10kV金龙线916",{"v":7.560639,"d":"7.56"},"绿色"]
[184,"惠安县","霞光变10kV南阳线917",{"v":7.082639,"d":"7.08"},"绿色"]
[185,"惠安县","霞光变10kV上村线921",{"v":7.112378,"d":"7.11"},"绿色"]
[186,"惠安县","霞光变10kV竿林线922",{"v":7.502639,"d":"7.50"},"绿色"]
[187,"惠安县","霞光变10kV禹州线923",{"v":7.237639,"d":"7.24"},"绿色"]
[188,"惠安县","霞光变10kV东风线924",{"v":7.978639,"d":"7.98"},"绿色"]
[189,"惠安县","霞光变10kV工农线925",{"v":6.536378,"d":"6.54"},"绿色"]
[190,"惠安县","霞光变10kV广海线926",{"v":7.706378,"d":"7.71"},"绿色"]
[191,"惠安县","霞光变10kV恒大线931",{"v":5.776639,"d":"5.78"},"黄色"]
[192,"惠安县","霞光变10kV豪苑线932",{"v":7.283378,"d":"7.28"},"绿色"]
[193,"惠安县","霞光变10kV东南线933",{"v":7.296639,"d":"7.30"},"绿色"]
[194,"惠安县","霞光变10kV福璟线934",{"v":7.375639,"d":"7.38"},"绿色"]
[195,"惠安县","霞光变10kV君临线935",{"v":7.246639,"d":"7.25"},"绿色"]
[196,"惠安县","霞光变10kV万盛线936",{"v":6.902639,"d":"6.90"},"绿色"]
[197,"惠安县","霞光变10kV启明线941",{"v":8.411639,"d":"8.41"},"绿色"]
[198,"惠安县","霞光变10kV下园线942",{"v":6.681639,"d":"6.68"},"黄色"]
[199,"惠安县","霞光变10kV一中线943",{"v":7.046639,"d":"7.05"},"绿色"]
[200,"惠安县","霞光变10kV坑内线944",{"v":7.261639,"d":"7.26"},"绿色"]
[201,"惠安县","霞光变10kV南江线945",{"v":6.585378,"d":"6.59"},"绿色"]
[202,"惠安县","玉围变10kV学园线910",{"v":5.735378,"d":"5.74"},"绿色"]
[203,"惠安县","玉围变10kV东关线913",{"v":6.4278237,"d":"6.43"},"绿色"]
[204,"惠安县","玉围变10kV惠兴Ⅰ回916",{"v":5.9028237,"d":"5.90"},"绿色"]
[205,"惠安县","玉围变10kV菱溪Ⅰ回911",{"v":4.457378,"d":"4.46"},"黄色"]
[206,"惠安县","玉围变10kV辋川线912",{"v":6.098378,"d":"6.10"},"黄色"]
[207,"惠安县","玉围变10kV霞张线914",{"v":6.5638237,"d":"6.56"},"绿色"]
[208,"惠安县","玉围变10kV机场线915",{"v":6.405639,"d":"6.41"},"黄色"]
[209,"惠安县","玉围变10kV东霞Ⅰ回917",{"v":6.0548237,"d":"6.05"},"绿色"]
[210,"惠安县","玉围变10kV辋工线919",{"v":6.983378,"d":"6.98"},"绿色"]
[211,"惠安县","玉围变10kV更新线921",{"v":4.710378,"d":"4.71"},"黄色"]
[212,"惠安县","玉围变10kV前型线922",{"v":4.6268237,"d":"4.63"},"黄色"]
[213,"惠安县","玉围变10kV惠泉南厂线923",{"v":5.7788237,"d":"5.78"},"黄色"]
[214,"惠安县","玉围变10kV菱溪Ⅱ回924",{"v":5.492378,"d":"5.49"},"黄色"]
[215,"惠安县","玉围变10kV东霞Ⅱ回925",{"v":6.5908237,"d":"6.59"},"绿色"]
[216,"惠安县","玉围变10kV惠兴Ⅱ回926",{"v":6.763378,"d":"6.76"},"绿色"]
[217,"惠安县","玉围变10kV塔头线930",{"v":6.332378,"d":"6.33"},"绿色"]
[218,"惠安县","玉围变10kV南洲线931",{"v":6.395378,"d":"6.40"},"绿色"]
[219,"惠安县","玉围变10kV南益线932",{"v":6.341378,"d":"6.34"},"绿色"]
[220,"惠安县","玉围变10kV城北Ⅱ回933",{"v":6.1758237,"d":"6.18"},"绿色"]
[221,"惠安县","玉围变10kV城北Ⅰ回934",{"v":5.5448237,"d":"5.54"},"黄色"]
[222,"惠安县","玉围变10kV建设Ⅳ回935",{"v":6.1188237,"d":"6.12"},"绿色"]
[223,"惠安县","玉围变10kV建设Ⅴ回936",{"v":6.3228237,"d":"6.32"},"绿色"]
[224,"惠安县","玉围变10kV前洋线937",{"v":5.691378,"d":"5.69"},"黄色"]
[225,"惠安县","玉围变10kV中山Ⅲ回942",{"v":6.9248237,"d":"6.92"},"绿色"]
[226,"惠安县","玉围变10kV梅山线943",{"v":6.177378,"d":"6.18"},"绿色"]
[227,"惠安县","玉围变10kV官溪线944",{"v":4.1093774,"d":"4.11"},"黄色"]
[228,"惠安县","玉围变10kV中山Ⅰ回952",{"v":7.0338237,"d":"7.03"},"绿色"]
[229,"惠安县","玉围变10kV梧山线953",{"v":6.332378,"d":"6.33"},"绿色"]
[230,"惠安县","玉围变10kV蒋吴线954",{"v":1.0813777,"d":"1.08"},"黄色"]

{"sheet":"公用台区分布式电源可开放容量","index":3,"n_rows":2990,"n_cols":7,"rows_kept":2990,"merged":[[0,0,0,6]]}
["10kV公用配变分布式电源可开放容量信息"]
[{"$nulls":6},"单位：千瓦"]
["序号","所属县\n（市、区）","所属10千伏线路\n（名称及编号）","台区名称","台区编号","并网可开放容量","评估等级"]
[1,"惠安县","厝斗变10kV西埔线632","东岭镇赤石村#2变","QZHA05085",243.516,"黄色"]
[2,"惠安县","厝斗变10kV前炉线616","东岭镇赤石村#4变","QZHA05185",135.764,"黄色"]
[3,"惠安县","厝斗变10kV前炉线616","东岭镇赤石村#5变","QZHA05195",221.756,"黄色"]
[4,"惠安县","厝斗变10kV前炉线616","东岭镇赤石村#8变","3M80509000028300",111.656,"黄色"]
[5,"惠安县","厝斗变10kV前炉线616","东岭镇赤石村#9变","3M80509000045768",157.736,"黄色"]
[6,"惠安县","厝斗变10kV前林线612","东岭镇大丘村#4变","3M80509000055738",333.356,"绿色"]
[7,"惠安县","厝斗变10kV东岭线610","东岭镇东岭村#1变","QZHA05093",237.63,"黄色"]
[8,"惠安县","厝斗变10kV东岭线610","东岭镇东岭村#2变","QZHA05001",353.024,"绿色"]
[9,"惠安县","厝斗变10kV前林线612","东岭镇东岭村#3变","QZHA05196",182.588,"黄色"]
[10,"惠安县","厝斗变10kV东岭线610","东岭镇东岭村#4变","3M80509000020530",346.4,"绿色"]
[11,"惠安县","厝斗变10kV前林线612","东岭镇东岭村#5变","3M80509000031296",300,"黄色"]
[12,"惠安县","厝斗变10kV前林线612","东岭镇东岭村#6变","3M80509000027496",340.124,"绿色"]
[13,"惠安县","厝斗变10kV东岭线610","东岭镇东岭村#7变","3511241801013003",462.46,"黄色"]
[14,"惠安县","厝斗变10kV东岭线610","东岭镇东岭村#8变","3506252501008045",320,"绿色"]
[15,"惠安县","厝斗变10kV斗尾Ⅰ回618","东岭镇官岭村#6变","3M80509000024461",211.388,"黄色"]
[16,"惠安县","厝斗变10kV西埔线632","东岭镇荷山村#4变","3M80509000051304",302.336,"黄色"]
[17,"惠安县","厝斗变10kV小丘线614","东岭镇潘厝村#3变","0001935536",288.368,"黄色"]
[18,"惠安县","厝斗变10kV小丘线614","东岭镇潘厝村#4变","3M80509000031196",178.68,"黄色"]
[19,"惠安县","厝斗变10kV小丘线614","东岭镇潘厝村#5变","3M80509000140818",202.184,"黄色"]
[20,"惠安县","厝斗变10kV西埔线632","东岭镇彭城村#1变","QZHA05080",200.756,"黄色"]
[21,"惠安县","厝斗变10kV西埔线632","东岭镇彭城村#2变","QZHA05109",274.568,"黄色"]
[22,"惠安县","厝斗变10kV西埔线632","东岭镇彭城村#4变","QZHA05167",158.732,"黄色"]
[23,"惠安县","厝斗变10kV西埔线632","东岭镇彭城村#5变","QZHA05192",311.264,"黄色"]
[24,"惠安县","厝斗变10kV西埔线632","东岭镇彭城村#6变","0002031999",168.512,"绿色"]
[25,"惠安县","厝斗变10kV西埔线632","东岭镇彭城村#7变","3M80509000046131",276.212,"黄色"]
[26,"惠安县","厝斗变10kV西埔线632","东岭镇彭城村#8变","3508232201006010",328.208,"绿色"]
[27,"惠安县","厝斗变10kV西埔线632","东岭镇彭城村#9变","3512242801011001",337.072,"绿色"]
[28,"惠安县","厝斗变10kV前炉线616","东岭镇埔尾村#5变","3M80509000087391",328.58,"绿色"]
[29,"惠安县","厝斗变10kV西埔线632","东岭镇埔尾村#8变","3508252501008008",320,"绿色"]
[30,"惠安县","厝斗变10kV前炉线616","东岭镇前厝村#1变","QZHA05040",162.692,"黄色"]
[31,"惠安县","厝斗变10kV前炉线616","东岭镇前厝村#2变","QZHA05101",102.064,"黄色"]
[32,"惠安县","厝斗变10kV前炉线616","东岭镇前厝村#3变","QZHA05042",226.244,"黄色"]
[33,"惠安县","厝斗变10kV前炉线616","东岭镇前厝村#4变","0001947822",309.332,"黄色"]
[34,"惠安县","厝斗变10kV前炉线616","东岭镇前厝村#5变","3M80509000112340",269.588,"黄色"]
[35,"惠安县","厝斗变10kV前炉线616","东岭镇前厝村#6变","3M80509000140817",396.1,"黄色"]
[36,"惠安县","厝斗变10kV小丘线614","东岭镇三村村#1变","QZHA05048",234.656,"黄色"]
[37,"惠安县","厝斗变10kV前林线612","东岭镇三村村#7变","3505231601003111",364.256,"绿色"]
[38,"惠安县","厝斗变10kV小丘线614","东岭镇三村村10#变","3512242701009034",320,"绿色"]
[39,"惠安县","厝斗变10kV前林线612","东岭镇三村村5#变","3M80509000057623",320,"绿色"]
[40,"惠安县","厝斗变10kV石井线630","东岭镇石井村#1变","QZHA05106",361.748,"绿色"]
[41,"惠安县","厝斗变10kV石井线630","东岭镇石井村#5变","3M80509000143332",359.348,"绿色"]
[42,"惠安县","厝斗变10kV前林线612","东岭镇涂厝村#3变","QZHA05105",315.968,"黄色"]
[43,"惠安县","厝斗变10kV前炉线616","东岭镇涂厝村#4变","QZHA05128",280.848,"黄色"]
[44,"惠安县","厝斗变10kV前炉线616","东岭镇涂厝村#6变","QZHA05219",210.332,"黄色"]
[45,"惠安县","厝斗变10kV西埔线632","东岭镇西埔村#10变","3509230801004010",222.08,"黄色"]
[46,"惠安县","厝斗变10kV西埔线632","东岭镇西埔村#11变","3509230801006008",282.008,"黄色"]
[47,"惠安县","厝斗变10kV西埔线632","东岭镇西埔村#12变","3507251801004008",333.764,"绿色"]
[48,"惠安县","厝斗变10kV西埔线632","东岭镇西埔村#1变","QZHA05097",298.748,"黄色"]
[49,"惠安县","厝斗变10kV西埔线632","东岭镇西埔村#2变","QZHA05096",42.992,"黄色"]
[50,"惠安县","厝斗变10kV西埔线632","东岭镇西埔村#3变","0000645505",197.32,"黄色"]
[51,"惠安县","厝斗变10kV西埔线632","东岭镇西埔村#4变","0001947624",296.888,"黄色"]
[52,"惠安县","厝斗变10kV西埔线632","东岭镇西埔村#5变","3M80509000046049",264.596,"黄色"]
[53,"惠安县","厝斗变10kV西埔线632","东岭镇西埔村#6变","3M80509000049161",331.556,"绿色"]
[54,"惠安县","厝斗变10kV西埔线632","东岭镇西埔村#8变","3M80509000077711",70.084,"黄色"]
[55,"惠安县","厝斗变10kV西埔线632","东岭镇小丘村#1变","QZHA05082",275.052,"绿色"]
[56,"惠安县","厝斗变10kV西埔线632","东岭镇小丘村#2变","QZHA05108",139.856,"黄色"]
[57,"惠安县","厝斗变10kV西埔线632","东岭镇小丘村#3变","3M80509000031118",349.448,"绿色"]
[58,"惠安县","厝斗变10kV西埔线632","东岭镇小丘村#4变","3M80509000086800",380.804,"绿色"]
[59,"惠安县","厝斗变10kV西埔线632","东岭镇小丘村#9变","3510242201008005",417.98,"黄色"]
[60,"惠安县","厝斗变10kV东湖线617","东桥#5变","QZHA06099",356.34,"黄色"]
[61,"惠安县","厝斗变10kV斗尾Ⅰ回618","东桥镇大吴村#8变","3M80509000128880",239.12,"黄色"]
[62,"惠安县","厝斗变10kV中化Ⅰ回611","东桥镇东湖村#4变","QZHA05140",26.42,"黄色"]
[63,"惠安县","厝斗变10kV中化Ⅰ回611","东桥镇东湖村#6变","3M80509000076560",57.896,"黄色"]
[64,"惠安县","厝斗变10kV东湖线617","东桥镇东桥村#10变","3M80509000010167",238.572,"黄色"]
[65,"惠安县","厝斗变10kV东湖线617","东桥镇东桥村#14变","3M80509000078813",84.62,"黄色"]
[66,"惠安县","厝斗变10kV东湖线617","东桥镇东桥村#15变","3M80509000090710",267.44,"黄色"]
[67,"惠安县","厝斗变10kV东湖线617","东桥镇东桥村#17变","3M80509000140780",304.868,"黄色"]
[68,"惠安县","厝斗变10kV东湖线617","东桥镇东桥村#18变","3506232001005026",231.632,"黄色"]
[69,"惠安县","厝斗变10kV东湖线617","东桥镇东桥村#19变","3504232501003152",235.34,"黄色"]
[70,"惠安县","厝斗变10kV东湖线617","东桥镇东桥村#1变","QZHA06042",319.464,"绿色"]
[71,"惠安县","厝斗变10kV东湖线617","东桥镇东桥村#20变","3507231201006001",339.82,"黄色"]
[72,"惠安县","厝斗变10kV东湖线617","东桥镇东桥村#2变","QZHA06041",152.33,"黄色"]
[73,"惠安县","厝斗变10kV东湖线617","东桥镇东桥村#3变","QZHA06040",208.928,"黄色"]
[74,"惠安县","厝斗变10kV东湖线617","东桥镇东桥村#4变","QZHA06048",251.54,"黄色"]
[75,"惠安县","厝斗变10kV东湖线617","东桥镇东桥村#8变","0001947904",165.74,"黄色"]
[76,"惠安县","厝斗变10kV东湖线617","东桥镇东桥村#9变","3M80509000010166",267.98,"黄色"]
[77,"惠安县","厝斗变10kV斗尾Ⅰ回618","东桥镇官岭村#1变","QZHA06062",183.104,"黄色"]
[78,"惠安县","厝斗变10kV斗尾Ⅰ回618","东桥镇官岭村#4变","0002054987",301.352,"黄色"]
[79,"惠安县","厝斗变10kV斗尾Ⅰ回618","东桥镇官岭村#9变","3511241601008010",320,"绿色"]
[80,"惠安县","厝斗变10kV石井线630","东桥镇坑尾村#12变","3504242301006007",325.544,"绿色"]
[81,"惠安县","厝斗变10kV石井线630","东桥镇坑尾村#1变","QZHA05126",255.092,"黄色"]
[82,"惠安县","厝斗变10kV石井线630","东桥镇坑尾村#2变","QZHA06024",254.912,"黄色"]
[83,"惠安县","厝斗变10kV石井线630","东桥镇坑尾村#3变","QZHA05125",340.844,"绿色"]
[84,"惠安县","厝斗变10kV石井线630","东桥镇坑尾村#4变","0001156506",115.916,"黄色"]
[85,"惠安县","厝斗变10kV石井线630","东桥镇坑尾村#7变","3M80509000029757",341.768,"绿色"]
[86,"惠安县","厝斗变10kV石井线630","东桥镇莲塘村#2变","3M80509000114976",263.864,"黄色"]
[87,"惠安县","厝斗变10kV石井线630","东桥镇燎原村#1变","QZHA06023",266.748,"绿色"]
[88,"惠安县","厝斗变10kV园区线615","东桥镇燎原村#2变","QZHA06026",160.828,"黄色"]
[89,"惠安县","厝斗变10kV园区线615","东桥镇燎原村#4变","QZHA06080",54.584,"黄色"]
[90,"惠安县","厝斗变10kV园区线615","东桥镇燎原村#5变","QZHA06132",175.712,"黄色"]
[91,"惠安县","厝斗变10kV东湖线617","东桥镇南湖村#4变","3M80509000024503",68.044,"黄色"]
[92,"惠安县","厝斗变10kV东湖线617","东桥镇南湖村#7变","3512222201004906",230.612,"黄色"]
[93,"惠安县","厝斗变10kV东湖线617","东桥镇散湖村#5变","0002024458",201.828,"黄色"]
[94,"惠安县","厝斗变10kV东湖线617","东桥镇散湖村#9变","3M80509000093760",142.652,"黄色"]
[95,"惠安县","厝斗变10kV斗尾Ⅰ回618","东桥镇西湖村#2变","QZHA06053",186.432,"黄色"]
[96,"惠安县","厝斗变10kV斗尾Ⅰ回618","东桥镇西湖村#3变","QZHA06003",137.24,"黄色"]
[97,"惠安县","厝斗变10kV斗尾Ⅰ回618","东桥镇西湖村#4变","QZHA06144",192.932,"黄色"]
[98,"惠安县","厝斗变10kV斗尾Ⅰ回618","东桥镇西湖村#5变","0001947841",375.164,"绿色"]
[99,"惠安县","厝斗变10kV斗尾Ⅰ回618","东桥镇西湖村#6变","3M80509000049255",251.324,"黄色"]
[100,"惠安县","厝斗变10kV斗尾Ⅰ回618","东桥镇西湖村#7变","3M80509000079209",296.624,"黄色"]
[101,"惠安县","厝斗变10kV斗尾Ⅰ回618","东桥镇西湖村#8变","3509231401004015",405.6,"黄色"]
[102,"惠安县","厝斗变10kV东湖线617","东桥镇西坑村#10变","3501241201004035",200.492,"黄色"]
[103,"惠安县","厝斗变10kV东湖线617","东桥镇西坑村#5变","QZHA06124",99.152,"黄色"]
[104,"惠安县","厝斗变10kV净峰线619","东桥镇香山村#1变","QZHA06066",300.5,"黄色"]
[105,"惠安县","厝斗变10kV净峰线619","东桥镇香山村#2变","QZHA06067",237.77,"黄色"]
[106,"惠安县","厝斗变10kV净峰线619","东桥镇香山村#3变","QZHA06131",297.404,"黄色"]
[107,"惠安县","厝斗变10kV斗尾Ⅰ回618","东桥镇香山村#4变","0001954138",184.816,"黄色"]
[108,"惠安县","厝斗变10kV净峰线619","东桥镇香山村#5变","3M80509000018623",135.796,"黄色"]
[109,"惠安县","厝斗变10kV净峰线619","东桥镇香山村#6变","3M80509000061384",227.708,"黄色"]
[110,"惠安县","厝斗变10kV净峰线619","东桥镇香山村#7变","3M80509000147866",308.312,"黄色"]
[111,"惠安县","厝斗变10kV净峰线619","东桥镇香山村#8变","3512222801000005",229.952,"黄色"]
[112,"惠安县","厝斗变10kV石井线630","东桥镇屿头村#1变","QZHA06056",233.468,"黄色"]
[113,"惠安县","厝斗变10kV石井线630","东桥镇屿头村#2变","QZHA06025",197.6,"黄色"]
[114,"惠安县","厝斗变10kV石井线630","东桥镇屿头村#4变","0001753510",135.564,"黄色"]
[115,"惠安县","厝斗变10kV石井线630","东桥镇屿头村#5变","3M80509000018422",338.432,"绿色"]
[116,"惠安县","厝斗变10kV石井线630","东桥镇厝斗村#10变","3M80509000031180",253.004,"黄色"]
[117,"惠安县","厝斗变10kV园区线615","东桥镇厝斗村#11变","3M80509000064683",292.172,"黄色"]
[118,"惠安县","厝斗变10kV石井线630","东桥镇厝斗村#1变","QZHA06014",278.528,"黄色"]
[119,"惠安县","厝斗变10kV园区线615","东桥镇厝斗村#2变","QZHA06070",153.876,"黄色"]
[120,"惠安县","厝斗变10kV石井线630","东桥镇厝斗村#3变","QZHA06069",107.005,"黄色"]
[121,"惠安县","厝斗变10kV石井线630","东桥镇厝斗村#4变","QZHA06068",272.312,"黄色"]
[122,"惠安县","厝斗变10kV石井线630","东桥镇厝斗村#5变","QZHA06137",249.728,"黄色"]
[123,"惠安县","厝斗变10kV园区线615","东桥镇厝斗村#7变","3M80509000020481",224.348,"黄色"]
[124,"惠安县","厝斗变10kV石井线630","东桥镇厝斗村#8变","3M80509000031138",276.812,"黄色"]
[125,"惠安县","厝斗变10kV斗尾Ⅰ回618","东桥镇珩海村#12变","3504250301004007",320,"绿色"]
[126,"惠安县","厝斗变10kV东湖线617","东桥镇珩山村#4变","QZHA06157",140.084,"黄色"]
[127,"惠安县","厝斗变10kV石井线630","国联·祥和苑配电室#1变压器","3M80509000069220",800,"绿色"]
[128,"惠安县","厝斗变10kV石井线630","国联·祥和苑配电室#2变压器","3M80509000069221",827.6,"绿色"]
[129,"惠安县","厝斗变10kV中化Ⅰ回611","金钳#1变","3M80509000027281",521.66,"绿色"]
[130,"惠安县","厝斗变10kV中化Ⅰ回611","金钳#3变","3M80509000027279",537.6,"绿色"]
[131,"惠安县","厝斗变10kV中化Ⅰ回611","金钳#4变","3M80509000027278",515.7,"绿色"]
[132,"惠安县","厝斗变10kV净峰线619","净峰镇净北村#3变","QZHA07141",168.74,"黄色"]
[133,"惠安县","厝斗变10kV西埔线632","净峰镇五群村#7变","0001141003",307.244,"黄色"]
[134,"惠安县","厝斗变10kV前炉线616","净峰镇西头村#2变","QZHA07079",442.86,"黄色"]
[135,"惠安县","厝斗变10kV前炉线616","净峰镇西头村#3变","0001902509",81.248,"黄色"]
[136,"惠安县","厝斗变10kV净峰线619","净峰镇西头村#6变","3M80509000083189",311.828,"黄色"]
[137,"惠安县","厝斗变10kV前炉线616","净峰镇厝头村#1变","QZHA07005",267.976,"绿色"]
[138,"惠安县","厝斗变10kV前炉线616","净峰镇厝头村#3变","0001902508",392.8,"绿色"]
[139,"惠安县","厝斗变10kV前炉线616","净峰镇厝头村7#变","3507232301001004",268.724,"黄色"]
[140,"惠安县","厝斗变10kV石井线630","泉州正洲置业有限公司和亨商务中心小区#2配电室#2变","3507250201013013",640,"绿色"]
[141,"惠安县","厝斗变10kV石井线630","泉州正洲置业有限公司和亨商务中心小区#2配电室#4变","3507250201013014",640,"绿色"]
[142,"惠安县","厝斗变10kV西埔线632","仁府佳园#2变","3M80509000000604",802.67,"绿色"]
[143,"惠安县","厝斗变10kV西埔线632","仁仪豪庭#1变","3510241401008002",800,"绿色"]
[144,"惠安县","厝斗变10kV东岭线610","万道广场#2变","3M80509000042560",655.96,"绿色"]
[145,"惠安县","厝斗变10kV东岭线610","万道置业有限公司万道广场2#配电室1#变","3M80509000042563",694.24,"绿色"]
[146,"惠安县","厝斗变10kV东岭线610","万道置业有限公司万道广场2#配电室2#变","3M80509000042564",640,"绿色"]
[147,"惠安县","厝斗变10kV前林线612","五福第一城1#变","0002314016",519.08,"绿色"]
[148,"惠安县","厝斗变10kV前林线612","五福第一城2#变","0002399024",519.04,"绿色"]
[149,"惠安县","厝斗变10kV净峰线619","西头#4","0001775506",158.944,"黄色"]
[150,"惠安县","厝斗变10kV前炉线616","西头村5#","3M80509000025432",317.72,"黄色"]
[151,"惠安县","厝斗变10kV斗尾Ⅰ回618","裕福国际城2#变","3M80509000030221",516.52,"绿色"]
[152,"惠安县","厝斗变10kV斗尾Ⅰ回618","裕福国际城4#变","3M80509000030223",532.42,"绿色"]
[153,"惠安县","厝斗变10kV斗尾Ⅰ回618","珩海村#6","3M80509000010164",478.116,"黄色"]
[154,"惠安县","厝斗变10kV北埔线644","10kV东山村13#箱式变","3510242601004003",504,"绿色"]
[155,"惠安县","厝斗变10kV三村线629","10kV金龙壹号#10变压器","3509231401005039",642.46,"绿色"]
[156,"惠安县","厝斗变10kV三村线629","10kV金龙壹号#12变压器","3509231401004031",640,"绿色"]
[157,"惠安县","厝斗变10kV三村线629","10kV金龙壹号#14变压器","3509231701008004",505.8,"绿色"]
[158,"惠安县","厝斗变10kV三村线629","10kV金龙壹号#16变压器","3509231701008012",640.72,"绿色"]
[159,"惠安县","厝斗变10kV三村线629","10kV金龙壹号#18变压器","3509231401005042",516.52,"绿色"]
[160,"惠安县","厝斗变10kV三村线629","10kV金龙壹号#2变压器","3509231301009034",640,"绿色"]
[161,"惠安县","厝斗变10kV三村线629","10kV金龙壹号#4变压器","3509231301007020",654.64,"绿色"]
[162,"惠安县","厝斗变10kV三村线629","10kV金龙壹号#6变压器","3509231401005035",640.66,"绿色"]
[163,"惠安县","厝斗变10kV三村线629","10kV金龙壹号#8变压器","3509231401005037",640.42,"绿色"]
[164,"惠安县","厝斗变10kV北埔线644","东岭许山头村村民自住小区1#变","3509240401005007",504,"绿色"]
[165,"惠安县","厝斗变10kV荷山线641","东岭镇赤石村#1变","QZHA05038",191.148,"黄色"]
[166,"惠安县","厝斗变10kV荷山线641","东岭镇赤石村#3变","QZHA05131",307.436,"黄色"]
[167,"惠安县","厝斗变10kV荷山线641","东岭镇赤石村#6变","QZHA05198",213.896,"黄色"]
[168,"惠安县","厝斗变10kV荷山线641","东岭镇赤石村#7变","3M80509000025875",179.312,"黄色"]
[169,"惠安县","厝斗变10kV荷山线641","东岭镇大丘村#1变","QZHA05111",411.55,"绿色"]
[170,"惠安县","厝斗变10kV荷山线641","东岭镇大丘村#2变","QZHA05115",196.49,"黄色"]
[171,"惠安县","厝斗变10kV大吴线625","东岭镇大丘村#3变","QZHA05029",223.968,"黄色"]
[172,"惠安县","厝斗变10kV荷山线641","东岭镇大丘村#5变","3M80509000075870",220.088,"黄色"]
[173,"惠安县","厝斗变10kV荷山线641","东岭镇大丘村#6变","3M80509000103690",345.86,"绿色"]
[174,"惠安县","厝斗变10kV荷山线641","东岭镇大丘村#7变","3503230901003245",171.704,"黄色"]
[175,"惠安县","厝斗变10kV北埔线644","东岭镇东山村#10变","3M80509000062282",347.972,"绿色"]
[176,"惠安县","厝斗变10kV北埔线644","东岭镇东山村#11变","3507231401005019",566.12,"绿色"]
[177,"惠安县","厝斗变10kV北埔线644","东岭镇东山村#12变","3511231501001010",293.276,"黄色"]
[178,"惠安县","厝斗变10kV北埔线644","东岭镇东山村#1变","QZHA05021",307.4,"黄色"]
[179,"惠安县","厝斗变10kV北埔线644","东岭镇东山村#2变","QZHA05020",375.092,"绿色"]
[180,"惠安县","厝斗变10kV北埔线644","东岭镇东山村#3变","QZHA05019",297.344,"黄色"]
[181,"惠安县","厝斗变10kV北埔线644","东岭镇东山村#4变","QZHA05191",289.584,"绿色"]
[182,"惠安县","厝斗变10kV北埔线644","东岭镇东山村#5变","QZHA05193",245.448,"黄色"]
[183,"惠安县","厝斗变10kV湖边线627","东岭镇东山村#6变","0001402006",313.808,"黄色"]
[184,"惠安县","厝斗变10kV北埔线644","东岭镇东山村#7变","0001954789",365.768,"绿色"]
[185,"惠安县","厝斗变10kV北埔线644","东岭镇东山村#8变","3M80509000028499",369.392,"绿色"]
[186,"惠安县","厝斗变10kV北埔线644","东岭镇东山村#9变","3M80509000033899",347.408,"绿色"]
[187,"惠安县","厝斗变10kV湖边线627","东岭镇东埭村#1变","QZHA05095",313.76,"黄色"]
[188,"惠安县","厝斗变10kV湖边线627","东岭镇东埭村#2变","QZHA05076",115.38,"黄色"]
[189,"惠安县","厝斗变10kV湖边线627","东岭镇东埭村#3变","QZHA05153",164.624,"黄色"]
[190,"惠安县","厝斗变10kV湖边线627","东岭镇东埭村#4变","QZHA05169",370.38,"黄色"]
[191,"惠安县","厝斗变10kV湖边线627","东岭镇东埭村#5变","0001954746",243.656,"黄色"]
[192,"惠安县","厝斗变10kV湖边线627","东岭镇东埭村#6变","3M80509000084913",310.16,"黄色"]
[193,"惠安县","厝斗变10kV湖边线627","东岭镇东埭村#7变","3M80509000143330",241.808,"黄色"]
[194,"惠安县","厝斗变10kV荷山线641","东岭镇荷山村#1变","QZHA05130",264.93,"绿色"]
[195,"惠安县","厝斗变10kV荷山线641","东岭镇荷山村#2变","QZHA05079",116.54,"黄色"]
[196,"惠安县","厝斗变10kV荷山线641","东岭镇荷山村#3变","0002314019",199.91,"黄色"]
[197,"惠安县","厝斗变10kV湖边线627","东岭镇湖边村#10变","3M80509000119292",153.98,"黄色"]
[198,"惠安县","厝斗变10kV湖边线627","东岭镇湖边村#11变","3505232401002047",182.3,"黄色"]
[199,"惠安县","厝斗变10kV湖边线627","东岭镇湖边村#1变","QZHA05094",208.79,"黄色"]
[200,"惠安县","厝斗变10kV湖边线627","东岭镇湖边村#2变","QZHA05086",340.868,"绿色"]
[201,"惠安县","厝斗变10kV湖边线627","东岭镇湖边村#3变","QZHA05077",108.044,"黄色"]
[202,"惠安县","厝斗变10kV湖边线627","东岭镇湖边村#4变","QZHA05209",258.752,"黄色"]
[203,"惠安县","厝斗变10kV湖边线627","东岭镇湖边村#5变","0000706503",263.66,"黄色"]
[204,"惠安县","厝斗变10kV湖边线627","东岭镇湖边村#6变","3M80509000011441",176.928,"黄色"]
[205,"惠安县","厝斗变10kV湖边线627","东岭镇湖边村#7变","3M80509000025745",318.716,"黄色"]
[206,"惠安县","厝斗变10kV湖边线627","东岭镇湖边村#8变","3M80509000037219",217.94,"黄色"]
[207,"惠安县","厝斗变10kV湖边线627","东岭镇湖边村#9变","3M80509000053112",285.404,"黄色"]
[208,"惠安县","厝斗变10kV北埔线644","东岭镇湖埭头村#1变","QZHA05052",341.72,"绿色"]
[209,"惠安县","厝斗变10kV北埔线644","东岭镇湖埭头村#2变","QZHA05091",363.764,"绿色"]
[210,"惠安县","厝斗变10kV北埔线644","东岭镇湖埭头村#3变","QZHA05053",172.12,"黄色"]
[211,"惠安县","厝斗变10kV北埔线644","东岭镇湖埭头村#4变","3M80509000013142",155.012,"黄色"]
[212,"惠安县","厝斗变10kV北埔线644","东岭镇湖埭头村#5变","3M80509000109292",301.172,"黄色"]
[213,"惠安县","厝斗变10kV北埔线644","东岭镇湖埭头村#6变","3512220101000574",326.624,"绿色"]
[214,"惠安县","厝斗变10kV北埔线644","东岭镇潘厝村#1变","QZHA05050",235.616,"黄色"]
[215,"惠安县","厝斗变10kV北埔线644","东岭镇潘厝村#2变","QZHA05187",188.35,"黄色"]
[216,"惠安县","厝斗变10kV荷山线641","东岭镇彭城村#3变","QZHA05152",55.976,"黄色"]
[217,"惠安县","厝斗变10kV荷山线641","东岭镇埔尾村#1变","QZHA05102",291.144,"绿色"]
[218,"惠安县","厝斗变10kV荷山线641","东岭镇埔尾村#2变","QZHA05034",114.276,"黄色"]
[219,"惠安县","厝斗变10kV荷山线641","东岭镇埔尾村#3变","QZHA05033",251.108,"黄色"]
[220,"惠安县","厝斗变10kV荷山线641","东岭镇埔尾村#4变","0002045478",114.066,"黄色"]
[221,"惠安县","厝斗变10kV荷山线641","东岭镇埔尾村#6变","3M80509000084918",278.592,"黄色"]
[222,"惠安县","厝斗变10kV荷山线641","东岭镇埔尾村#7变","3509230901004001",207.824,"黄色"]
[223,"惠安县","厝斗变10kV北埔线644","东岭镇前林村#10变","3508251901004018",412.568,"绿色"]
[224,"惠安县","厝斗变10kV湖边线627","东岭镇前林村#3变","QZHA10139",351.272,"绿色"]
[225,"惠安县","厝斗变10kV北埔线644","东岭镇前林村#4变","QZHA05217",315.692,"黄色"]
[226,"惠安县","厝斗变10kV湖边线627","东岭镇前林村#5变","0001984941",244.232,"黄色"]
[227,"惠安县","厝斗变10kV北埔线644","东岭镇三村村#2变","QZHA05127",217.532,"黄色"]
[228,"惠安县","厝斗变10kV北埔线644","东岭镇三村村#3变","QZHA05049",240.74,"黄色"]
[229,"惠安县","厝斗变10kV三村线629","东岭镇三村村#4变","0002242507",54.76,"黄色"]
[230,"惠安县","厝斗变10kV北埔线644","东岭镇三村村#6变","3M80509000109333",203.984,"黄色"]
[231,"惠安县","厝斗变10kV三村线629","东岭镇三村村#8变","3M80509000111609",194.828,"黄色"]
[232,"惠安县","厝斗变10kV北埔线644","东岭镇三村村#9变","3M80509000090053",353.204,"绿色"]
[233,"惠安县","厝斗变10kV斗尾Ⅱ回624","东岭镇涂厝村#11变","3507250101004018",320,"绿色"]
[234,"惠安县","厝斗变10kV小岞线643","东岭镇涂厝村#1变","QZHA05103",188.64,"黄色"]
[235,"惠安县","厝斗变10kV斗尾Ⅱ回624","东岭镇涂厝村#2变","QZHA05104",381.62,"绿色"]
[236,"惠安县","厝斗变10kV小岞线643","东岭镇涂厝村#5变","QZHA05190",207.308,"黄色"]
[237,"惠安县","厝斗变10kV小岞线643","东岭镇涂厝村#7变","3M80509000030057",137.108,"黄色"]
[238,"惠安县","厝斗变10kV小岞线643","东岭镇涂厝村#8变","3M80509000095157",319.04,"黄色"]
[239,"惠安县","厝斗变10kV斗尾Ⅱ回624","东桥镇大吴村#10变","3506250301008007",400.1,"黄色"]
[240,"惠安县","厝斗变10kV斗尾Ⅱ回624","东桥镇大吴村#1变","QZHA06058",301.96,"黄色"]
[241,"惠安县","厝斗变10kV斗尾Ⅱ回624","东桥镇大吴村#2变","QZHA06007",120.18,"黄色"]
[242,"惠安县","厝斗变10kV斗尾Ⅱ回624","东桥镇大吴村#3变","QZHA06057",134.948,"黄色"]
[243,"惠安县","厝斗变10kV斗尾Ⅱ回624","东桥镇大吴村#4变","QZHA06117",303.128,"黄色"]
[244,"惠安县","厝斗变10kV斗尾Ⅱ回624","东桥镇大吴村#5变","0001758507",250.688,"黄色"]
[245,"惠安县","厝斗变10kV斗尾Ⅱ回624","东桥镇大吴村#6变","0002045481",44.824,"黄色"]
[246,"惠安县","厝斗变10kV斗尾Ⅱ回624","东桥镇大吴村#7变","3M80509000047946",193.844,"黄色"]
[247,"惠安县","厝斗变10kV斗尾Ⅱ回624","东桥镇大吴村#9变","3501230901005239",467.62,"黄色"]
[248,"惠安县","厝斗变10kV南星线620","东桥镇东桥村#12变","3M80509000020521",163.772,"黄色"]
[249,"惠安县","厝斗变10kV东桥线621","东桥镇东桥村#13变","3M80509000071566",126.332,"黄色"]
[250,"惠安县","厝斗变10kV东桥线621","东桥镇东桥村#16变","3M80509000092030",291.488,"黄色"]
[251,"惠安县","厝斗变10kV东桥线621","东桥镇东桥村#6变","QZHA06126",183.52,"黄色"]
[252,"惠安县","厝斗变10kV中化Ⅱ回626","东桥镇东桥村#7变","QZHA06136",169.52,"黄色"]
[253,"惠安县","厝斗变10kV小岞线643","东桥镇官岭村#10变","3511241601008011",259.892,"黄色"]
[254,"惠安县","厝斗变10kV小岞线643","东桥镇官岭村#2变","QZHA06001",178.832,"黄色"]
[255,"惠安县","厝斗变10kV小岞线643","东桥镇官岭村#3变","QZHA06130",177.44,"黄色"]
[256,"惠安县","厝斗变10kV小岞线643","东桥镇官岭村#5变","0002045480",230.324,"黄色"]
[257,"惠安县","厝斗变10kV小岞线643","东桥镇官岭村#7变","3M80509000030056",253.964,"黄色"]
[258,"惠安县","厝斗变10kV小岞线643","东桥镇官岭村#8变","3501241201004033",196.664,"黄色"]
[259,"惠安县","厝斗变10kV中化Ⅱ回626","东桥镇后建村#3变","QZHA06115",145.004,"黄色"]
[260,"惠安县","厝斗变10kV中化Ⅱ回626","东桥镇后建村#5变","0002288034",35.61,"黄色"]
[261,"惠安县","厝斗变10kV中化Ⅱ回626","东桥镇后建村#6变","3M80509000033199",206.156,"黄色"]
[262,"惠安县","厝斗变10kV中化Ⅱ回626","东桥镇后建村#7变","3M80509000032504",66.152,"黄色"]
[263,"惠安县","厝斗变10kV三村线629","东桥镇坑尾村#6变","3M80509000024905",251.24,"黄色"]
[264,"惠安县","厝斗变10kV斗尾Ⅱ回624","东桥镇南湖村#1变","QZHA06009",71.5,"黄色"]
[265,"惠安县","厝斗变10kV斗尾Ⅱ回624","东桥镇南湖村#2变","QZHA06097",133.228,"黄色"]
[266,"惠安县","厝斗变10kV斗尾Ⅱ回624","东桥镇南湖村#3变","0002207496",56.85,"黄色"]
[267,"惠安县","厝斗变10kV斗尾Ⅱ回624","东桥镇南湖村#5变","3M80509000103413",188.96,"黄色"]
[268,"惠安县","厝斗变10kV斗尾Ⅱ回624","东桥镇南湖村#6变","3511222501000998",296.396,"黄色"]
[269,"惠安县","厝斗变10kV中化Ⅱ回626","东桥镇散湖村#10变","3504232501000152",319.328,"黄色"]
[270,"惠安县","厝斗变10kV中化Ⅱ回626","东桥镇散湖村#1变","QZHA06077",201.312,"黄色"]
[271,"惠安县","厝斗变10kV中化Ⅱ回626","东桥镇散湖村#3变","QZHA06140",179.568,"黄色"]
[272,"惠安县","厝斗变10kV中化Ⅱ回626","东桥镇散湖村#8变","3M80509000032516",274.1,"黄色"]
[273,"惠安县","厝斗变10kV斗尾Ⅱ回624","东桥镇西坑村#1变","QZHA06016",84.308,"黄色"]
[274,"惠安县","厝斗变10kV斗尾Ⅱ回624","东桥镇西坑村#2变","QZHA06060",93.576,"黄色"]
[275,"惠安县","厝斗变10kV斗尾Ⅱ回624","东桥镇西坑村#3变","QZHA06061",191.744,"黄色"]
[276,"惠安县","厝斗变10kV斗尾Ⅱ回624","东桥镇西坑村#4变","QZHA06059",177.704,"黄色"]
[277,"惠安县","厝斗变10kV斗尾Ⅱ回624","东桥镇西坑村#6变","3M80509000017661",85.844,"黄色"]
[278,"惠安县","厝斗变10kV斗尾Ⅱ回624","东桥镇西坑村#7变","3M80509000017662",108.512,"黄色"]
[279,"惠安县","厝斗变10kV斗尾Ⅱ回624","东桥镇西坑村#8变","3M80509000047945",27.896,"黄色"]
[280,"惠安县","厝斗变10kV斗尾Ⅱ回624","东桥镇西坑村#9变","3M80509000147865",90.296,"黄色"]
[281,"惠安县","厝斗变10kV惠城线628","东桥镇屿头村#3变","QZHA06154",179.996,"黄色"]
[282,"惠安县","厝斗变10kV惠城线628","东桥镇屿头村#6变","3M80509000030997",111.548,"黄色"]
[283,"惠安县","厝斗变10kV惠城线628","东桥镇屿头村#7变","3M80509000085469",338.864,"绿色"]
[284,"惠安县","厝斗变10kV三村线629","东桥镇厝斗村#6变","0002430000",298.028,"黄色"]
[285,"惠安县","厝斗变10kV斗尾Ⅱ回624","东桥镇珩山村#10变","3507241901004014",236.78,"黄色"]
[286,"惠安县","厝斗变10kV斗尾Ⅱ回624","东桥镇珩山村#1变","QZHA05124",311.672,"黄色"]
[287,"惠安县","厝斗变10kV斗尾Ⅱ回624","东桥镇珩山村#2变","QZHA05123",288.824,"黄色"]
[288,"惠安县","厝斗变10kV斗尾Ⅱ回624","东桥镇珩山村#3变","QZHA06020",165.124,"黄色"]
[289,"惠安县","厝斗变10kV斗尾Ⅱ回624","东桥镇珩山村#5变","0001757526",226.856,"黄色"]
[290,"惠安县","厝斗变10kV斗尾Ⅱ回624","东桥镇珩山村#9变","3501241601005017",466.58,"黄色"]
[291,"惠安县","厝斗变10kV中化Ⅱ回626","金钳#2变","3M80509000027280",519.24,"绿色"]
[292,"惠安县","厝斗变10kV中化Ⅱ回626","金钳#5变","3M80509000027277",643.24,"绿色"]
[293,"惠安县","厝斗变10kV中化Ⅱ回626","金钳#6变","3M80509000027276",640,"绿色"]
[294,"惠安县","厝斗变10kV赤石线622","净峰镇净南村#7变","3M80509000092493",346.172,"绿色"]
[295,"惠安县","厝斗变10kV赤石线622","净峰镇坑黄村#3变","QZHA07089",293.82,"绿色"]
[296,"惠安县","厝斗变10kV赤石线622","净峰镇坑黄村#5变","3510241101009011",161.938,"绿色"]
[297,"惠安县","厝斗变10kV赤石线622","净峰镇坑黄村#6变","3504242701005001",344.348,"绿色"]
[298,"惠安县","厝斗变10kV赤石线622","净峰镇前炉村#2变","QZHA07070",216.644,"黄色"]
[299,"惠安县","厝斗变10kV赤石线622","净峰镇前炉村#3变","QZHA07071",359.912,"绿色"]
[300,"惠安县","厝斗变10kV赤石线622","净峰镇前炉村#4变","QZHA07069",264.572,"黄色"]
[301,"惠安县","厝斗变10kV赤石线622","净峰镇前炉村#5变","QZHA07185",55.432,"黄色"]
[302,"惠安县","厝斗变10kV赤石线622","净峰镇前炉村#6变","0002435042",287.19,"绿色"]
[303,"惠安县","厝斗变10kV赤石线622","净峰镇前炉村#7变","3M80509000085600",355.652,"绿色"]
[304,"惠安县","厝斗变10kV赤石线622","净峰镇前炉村8#变","3506232001005046",335.468,"绿色"]
[305,"惠安县","厝斗变10kV赤石线622","净峰镇五群村#10变","3505242201006005",292.088,"黄色"]
[306,"惠安县","厝斗变10kV赤石线622","净峰镇五群村#1变","QZHA07051",190.95,"黄色"]
[307,"惠安县","厝斗变10kV赤石线622","净峰镇五群村#9变","3509231501005015",263.168,"黄色"]
[308,"惠安县","厝斗变10kV小岞线643","净峰镇西头村#1变","QZHA07003",101.216,"黄色"]
[309,"惠安县","厝斗变10kV小岞线643","净峰镇厝头村#6变","3M80509000060131",263.576,"黄色"]
[310,"惠安县","厝斗变10kV赤石线622","净南3#","QZHA07104",347.42,"绿色"]
[311,"惠安县","厝斗变10kV赤石线622","净南5#","QZHA07178",248.924,"黄色"]
[312,"惠安县","厝斗变10kV赤石线622","净南8#变","3504232101002086",338.66,"绿色"]
[313,"惠安县","厝斗变10kV赤石线622","净南村1#变","QZHA07011",544.52,"绿色"]
[314,"惠安县","厝斗变10kV赤石线622","净南村2#变","QZHA07072",536.06,"绿色"]
[315,"惠安县","厝斗变10kV赤石线622","净南村6#变","QZHA07179",290.552,"黄色"]
[316,"惠安县","厝斗变10kV赤石线622","坑黄#2","QZHA07080",115.36,"黄色"]
[317,"惠安县","厝斗变10kV赤石线622","坑黄村#1变","QZHA07039",341.384,"绿色"]
[318,"惠安县","厝斗变10kV赤石线622","坑黄村#4变","0001644013",356.06,"绿色"]
[319,"惠安县","厝斗变10kV赤石线622","前炉#1","QZHA07007",366.224,"绿色"]
[320,"惠安县","厝斗变10kV大吴线625","仁府佳园#1变","3M80509000000603",807.56,"绿色"]
[321,"惠安县","厝斗变10kV荷山线641","仁仪豪庭#2变","3510241401008003",800,"绿色"]
[322,"惠安县","厝斗变10kV荷山线641","万道广场#1变","3M80509000042559",677.38,"绿色"]
[323,"惠安县","厝斗变10kV荷山线641","万道广场#3变","3M80509000042561",660.13,"绿色"]
[324,"惠安县","厝斗变10kV大吴线625","五福第一城3#变","0002399025",539.68,"绿色"]
[325,"惠安县","厝斗变10kV赤石线622","五群#4变","QZHA07155",157.688,"黄色"]
[326,"惠安县","厝斗变10kV赤石线622","五群#5","QZHA07156",48.928,"黄色"]
[327,"惠安县","厝斗变10kV赤石线622","五群#6","0001140503",108.248,"黄色"]
[328,"惠安县","厝斗变10kV赤石线622","五群2#变","QZHA07073",174.83,"黄色"]
[329,"惠安县","厝斗变10kV赤石线622","五群村3#变","QZHA07074",260.588,"黄色"]
[330,"惠安县","厝斗变10kV小岞线643","裕福国际城1#变","3M80509000030220",530.24,"绿色"]
[331,"惠安县","厝斗变10kV小岞线643","裕福国际城3#变","3M80509000030222",524.86,"绿色"]
[332,"惠安县","厝斗变10kV小岞线643","裕福国际城5#变","3M80509000030224",654.88,"绿色"]
[333,"惠安县","厝斗变10kV小岞线643","裕福国际城6#变","3M80509000041826",671.05,"绿色"]
[334,"惠安县","厝斗变10kV小岞线643","厝头#2变","QZHA07063",222.428,"黄色"]
[335,"惠安县","厝斗变10kV小岞线643","厝头#4变","3M80509000031283",278.984,"黄色"]
[336,"惠安县","玉围变10kV霞张线914","10kV惠港新城开闭所兼1#配电室（四遥）惠港新城#2变","3M80509000011569",640,"绿色"]
[337,"惠安县","玉围变10kV霞张线914","10kV惠港新城开闭所兼1#配电室（四遥）石化生活区#1变","0002401524",721.384,"绿色"]
[338,"惠安县","玉围变10kV东霞Ⅰ回917","10kV嘉欣花园开闭所兼1#配电室（四遥）嘉欣花园1#变","3501231701010417",800,"绿色"]
[339,"惠安县","玉围变10kV东霞Ⅰ回917","10kV嘉欣花园开闭所兼1#配电室（四遥）嘉欣花园2#变压器","3M80509000026219",898.85,"绿色"]
[340,"惠安县","玉围变10kV霞张线914","10kV君悦华庭1#配电室11#主变","0002224605",773.38,"绿色"]
[341,"惠安县","玉围变10kV霞张线914","10kV君悦华庭1#配电室14#主变","3M80509000011567",640,"绿色"]
[342,"惠安县","玉围变10kV霞张线914","10kV君悦华庭2#配电室7#主变","0002268020",672.46,"绿色"]
[343,"惠安县","玉围变10kV霞张线914","10kV君悦华庭3#配电室1#主变","0002268019",678.7,"绿色"]
[344,"惠安县","玉围变10kV霞张线914","10kV君悦华庭3#配电室3#主变","0002224543",740.4,"绿色"]
[345,"惠安县","玉围变10kV霞张线914","10kV君悦华庭3#配电室4#主变","3M80509000011563",640,"绿色"]
[346,"惠安县","玉围变10kV霞张线914","10kV君悦华庭4#配电室5#主变","0002224593",731.86,"绿色"]
[347,"惠安县","玉围变10kV霞张线914","10kV君悦华庭4#配电室6#主变","3M80509000011564",682.56,"绿色"]
[348,"惠安县","玉围变10kV东霞Ⅰ回917","北关2#（虚拟）变压器","QZHA02009",527.616,"绿色"]
[349,"惠安县","玉围变10kV学园线910","北关村#13变","3M80509000020323",260.792,"黄色"]
[350,"惠安县","玉围变10kV惠兴Ⅰ回916","北关村9#变","0001838011",272.64,"绿色"]
[351,"惠安县","玉围变10kV学园线910","北关农网#1变","QZHA02518",271.38,"黄色"]
[352,"惠安县","玉围变10kV学园线910","北关农网4#","QZHA02645",345.812,"绿色"]
[353,"惠安县","玉围变10kV学园线910","北关社区#18变","3M80509000042648",513.96,"绿色"]
[354,"惠安县","玉围变10kV学园线910","北关社区#21变","3M80509000134106",324.368,"绿色"]
[355,"惠安县","玉围变10kV学园线910","北关社区19#变","3M80509000072760",400,"绿色"]
[356,"惠安县","玉围变10kV辋川线912","吹楼#5变","QZHA04273",377,"绿色"]
[357,"惠安县","玉围变10kV辋川线912","吹楼#6箱式变","0002026468",564.76,"绿色"]
[358,"惠安县","玉围变10kV辋川线912","吹楼#7变","3M80509000010321",180.544,"绿色"]
[359,"惠安县","玉围变10kV辋川线912","吹楼#8变","3M80509000019281",117.024,"黄色"]
[360,"惠安县","玉围变10kV辋川线912","吹楼#9变","3M80509000028866",295.808,"黄色"]
[361,"惠安县","玉围变10kV辋川线912","吹楼12#变","3M80509000131474",334.268,"绿色"]
[362,"惠安县","玉围变10kV辋川线912","吹楼村11#变","3504232001002036",435.1,"黄色"]
[363,"惠安县","玉围变10kV辋川线912","吹楼村13#变","3511232401005031",340.232,"绿色"]
[364,"惠安县","玉围变10kV辋川线912","吹楼村楼下#4变","QZHA04126",299.348,"黄色"]
[365,"惠安县","玉围变10kV辋川线912","吹楼村塔埔3#","QZHA04127",350.36,"绿色"]
[366,"惠安县","玉围变10kV辋川线912","吹楼甘露2#","QZHA04125",284.64,"绿色"]
[367,"惠安县","玉围变10kV辋工线919","大潘1#箱式变","QZHA04175",493.8,"黄色"]
[368,"惠安县","玉围变10kV辋工线919","大潘2#","QZHA04176",220.232,"黄色"]
[369,"惠安县","玉围变10kV辋工线919","大潘村#4变","3M80509000091731",410.96,"黄色"]
[370,"惠安县","玉围变10kV辋工线919","大潘村3#箱式变","3M80509000030658",559.2,"绿色"]
[371,"惠安县","玉围变10kV东关线913","东关#8变","3M80509000046999",365.672,"绿色"]
[372,"惠安县","玉围变10kV东关线913","东关11#变","QZHA19014",251.624,"绿色"]
[373,"惠安县","玉围变10kV东关线913","东关村港溢边#3","QZHA02055",574.704,"绿色"]
[374,"惠安县","玉围变10kV东关线913","东关村留山宫2#变","QZHA02054",229.28,"绿色"]
[375,"惠安县","玉围变10kV东关线913","东关村南阳路#1变","QZHA02460",272.336,"黄色"]
[376,"惠安县","玉围变10kV东关线913","东关社区#5变","3M80509000013721",277.06,"绿色"]
[377,"惠安县","玉围变10kV东关线913","东关社区#6箱式变","3M80509000015221",580.42,"绿色"]
[378,"惠安县","玉围变10kV东关线913","东关社区9#箱变","3M80509000143179",346.052,"绿色"]
[379,"惠安县","玉围变10kV辋川线912","峰南4#变","0001954705",80.208,"黄色"]
[380,"惠安县","玉围变10kV辋川线912","峰南村西陈#3","QZHA04160",98.712,"黄色"]
[381,"惠安县","玉围变10kV辋川线912","峰崎7#","QZHA04276",204.776,"黄色"]
[382,"惠安县","玉围变10kV辋川线912","峰崎村#8箱式变变压器","0002417017",502.02,"黄色"]
[383,"惠安县","玉围变10kV辋川线912","峰崎村1#","QZHA04014",270.56,"黄色"]
[384,"惠安县","玉围变10kV辋川线912","峰崎村3#","QZHA04016",251.792,"黄色"]
[385,"惠安县","玉围变10kV辋工线919","后任1号（宫边）","QZHA04055",245.712,"黄色"]
[386,"惠安县","玉围变10kV辋工线919","后任3#","0001782006",136.992,"绿色"]
[387,"惠安县","玉围变10kV辋工线919","后任村2#变","QZHA04181",314.504,"黄色"]
[388,"惠安县","玉围变10kV辋工线919","后任村4#变","3M80509000068559",353.648,"绿色"]
[389,"惠安县","玉围变10kV辋川线912","后许#10变","3M80509000019321",281.192,"黄色"]
[390,"惠安县","玉围变10kV辋川线912","后许1#变","QZHA04121",60.636,"黄色"]
[391,"惠安县","玉围变10kV辋川线912","后许4#变","QZHA04017",247.22,"黄色"]
[392,"惠安县","玉围变10kV辋川线912","后许村#11变","3M80509000092351",199.544,"黄色"]
[393,"惠安县","玉围变10kV辋川线912","后许村村部对面2#","QZHA04018",175.56,"黄色"]
[394,"惠安县","玉围变10kV东霞Ⅰ回917","惠安县富邦房地产开发有限公司（富邦花苑）1#变","3M80509000026013",400,"绿色"]
[395,"惠安县","玉围变10kV东霞Ⅰ回917","惠安县富邦房地产开发有限公司（富邦花苑）2#变","3M80509000026015",434.304,"绿色"]
[396,"惠安县","玉围变10kV学园线910","惠安县螺城建设发展有限公司（德惠花苑）","3M80509000072775",685.63,"绿色"]
[397,"惠安县","玉围变10kV东关线913","惠泉安置区DEF地块小区5#配电室2#变","3509240601009019",640,"绿色"]
[398,"惠安县","玉围变10kV东关线913","惠泉安置区DEF地块小区6#配电室2#变","3509240601009021",321.404,"绿色"]
[399,"惠安县","玉围变10kV东关线913","惠泉安置区DEF地块小区6#配电室4#变","3509240601009022",504.76,"绿色"]
[400,"惠安县","玉围变10kV东关线913","惠泉安置区DEF地块小区7#配电室2#变","3509240601009023",504,"绿色"]
[401,"惠安县","玉围变10kV东关线913","惠泉安置区DEF地块小区7#配电室4#变","3509240601009024",514.18,"绿色"]
[402,"惠安县","玉围变10kV东霞Ⅰ回917","嘉欣花园3#变","3M80509000010601",673.552,"绿色"]
[403,"惠安县","玉围变10kV东霞Ⅰ回917","嘉欣花园4#变","3M80509000010602",702.616,"绿色"]
[404,"惠安县","玉围变10kV东霞Ⅰ回917","嘉欣花园5#变","0002278018",728.104,"绿色"]
[405,"惠安县","玉围变10kV东霞Ⅰ回917","嘉欣花园6#变","3M80509000011568",640,"绿色"]
[406,"惠安县","玉围变10kV东关线913","聚星国际城三期2#变","3M80509000143687",834.08,"绿色"]
[407,"惠安县","玉围变10kV东关线913","聚星国际城三期4#变","3M80509000143689",812.24,"绿色"]
[408,"惠安县","玉围变10kV霞张线914","君和天地小区配电室1#主变","3M80509000141297",424.352,"绿色"]
[409,"惠安县","玉围变10kV霞张线914","君和天地小区配电室2#主变","3M80509000141298",430.96,"绿色"]
[410,"惠安县","玉围变10kV学园线910","美丽花园1#变","3M80509000012761",515.744,"绿色"]
[411,"惠安县","玉围变10kV辋川线912","南星村13#变","3507232701004002",311.012,"黄色"]
[412,"惠安县","玉围变10kV辋川线912","南星农网6#变","0001735007",328.772,"绿色"]
[413,"惠安县","玉围变10kV霞张线914","南洲村福厦路边3#","QZHA03302",40.156,"黄色"]
[414,"惠安县","玉围变10kV霞张线914","南洲村南头1#","QZHA03246",240.976,"绿色"]
[415,"惠安县","玉围变10kV霞张线914","南洲村泗州2#","QZHA03247",173.996,"黄色"]
[416,"惠安县","玉围变10kV菱溪Ⅰ回911","坪埔#4变","3M80509000011285",0,"红色"]
[417,"惠安县","玉围变10kV菱溪Ⅰ回911","坪埔1#","QZHA04108",43.616,"黄色"]
[418,"惠安县","玉围变10kV菱溪Ⅰ回911","坪埔2#","QZHA04109",196.796,"黄色"]
[419,"惠安县","玉围变10kV菱溪Ⅰ回911","坪埔3#变","0002028970",69.98,"黄色"]
[420,"惠安县","玉围变10kV菱溪Ⅰ回911","坪埔5#变","3M80509000031557",314.108,"黄色"]
[421,"惠安县","玉围变10kV菱溪Ⅰ回911","坪埔村6#变","3M80509000141318",162.296,"绿色"]
[422,"惠安县","玉围变10kV辋工线919","社坑6#变","QZHA04274",264.996,"绿色"]
[423,"惠安县","玉围变10kV菱溪Ⅰ回911","试剑#3变","3M80509000025746",111.016,"黄色"]
[424,"惠安县","玉围变10kV菱溪Ⅰ回911","试剑1#","QZHA04107",346.33,"绿色"]
[425,"惠安县","玉围变10kV菱溪Ⅰ回911","试剑6#变","3503252701004001",320,"绿色"]
[426,"惠安县","玉围变10kV菱溪Ⅰ回911","试剑村#4变","3M80509000060943",177.886,"绿色"]
[427,"惠安县","玉围变10kV菱溪Ⅰ回911","试剑村2#","0002024991",145.59,"黄色"]
[428,"惠安县","玉围变10kV菱溪Ⅰ回911","试剑村5#变","3506232501005021",301.7,"黄色"]
[429,"惠安县","玉围变10kV菱溪Ⅰ回911","梧山#1","QZHA04161",233.936,"黄色"]
[430,"惠安县","玉围变10kV菱溪Ⅰ回911","梧山#5变","3M80509000010722",170.944,"绿色"]
[431,"惠安县","玉围变10kV菱溪Ⅰ回911","梧山2#","QZHA04171",26.048,"黄色"]
[432,"惠安县","玉围变10kV菱溪Ⅰ回911","梧山村#3变","QZHA04250",205.464,"黄色"]
[433,"惠安县","玉围变10kV菱溪Ⅰ回911","梧山村#7变","3M80509000088833",300.944,"黄色"]
[434,"惠安县","玉围变10kV菱溪Ⅰ回911","梧山村#8变","3512242601009005",275.888,"黄色"]
[435,"惠安县","玉围变10kV菱溪Ⅰ回911","梧山村4#变","QZHA04251",202.284,"黄色"]
[436,"惠安县","玉围变10kV菱溪Ⅰ回911","梧山村6#变","3M80509000025730",162.148,"绿色"]
[437,"惠安县","玉围变10kV辋川线912","五柳#7变","3M80509000020464",49.564,"黄色"]
[438,"惠安县","玉围变10kV惠兴Ⅰ回916","西北#11箱式变","3M80509000026221",524.304,"绿色"]
[439,"惠安县","玉围变10kV惠兴Ⅰ回916","西北#8箱式变","3M80509000026557",381.392,"绿色"]
[440,"惠安县","玉围变10kV学园线910","霞张社区#10箱式变","0002305010",554.34,"绿色"]
[441,"惠安县","玉围变10kV学园线910","霞张社区#18箱式变","3M80509000033579",531.408,"绿色"]
[442,"惠安县","玉围变10kV学园线910","霞张社区#22变","3M80509000062519",166.228,"绿色"]
[443,"惠安县","玉围变10kV辋工线919","下江#5变","3M80509000019441",130.648,"黄色"]
[444,"惠安县","玉围变10kV辋工线919","下江1#","QZHA04113",173.41,"绿色"]
[445,"惠安县","玉围变10kV辋工线919","下江2#","QZHA04170",310.856,"黄色"]
[446,"惠安县","玉围变10kV辋工线919","下江3#","QZHA04169",310.184,"黄色"]
[447,"惠安县","玉围变10kV辋工线919","下江4#","QZHA04168",171.176,"黄色"]
[448,"惠安县","玉围变10kV辋工线919","下江村#6变","3M80509000031976",329.768,"绿色"]
[449,"惠安县","玉围变10kV机场线915","下园村25#变","3507232001003001",79.976,"黄色"]
[450,"惠安县","玉围变10kV辋工线919","小山#1","QZHA04162",83.31,"黄色"]
[451,"惠安县","玉围变10kV辋工线919","小山#3变","3M80509000010648",160,"绿色"]
[452,"惠安县","玉围变10kV辋工线919","小山2#","QZHA04163",176.44,"黄色"]
[453,"惠安县","玉围变10kV辋工线919","小山村#4变","3M80509000142597",116.336,"黄色"]
[454,"惠安县","玉围变10kV菱溪Ⅰ回911","许厝#1变","QZHA04154",265.64,"黄色"]
[455,"惠安县","玉围变10kV菱溪Ⅰ回911","许厝#3","QZHA04152",82.616,"黄色"]
[456,"惠安县","玉围变10kV辋工线919","许厝#5变","3M80509000019442",95.776,"黄色"]
[457,"惠安县","玉围变10kV菱溪Ⅰ回911","许厝#6变","3M80509000108169",161.424,"绿色"]
[458,"惠安县","玉围变10kV菱溪Ⅰ回911","许厝#7变","3M80509000095571",263.24,"黄色"]
[459,"惠安县","玉围变10kV菱溪Ⅰ回911","许厝2#","QZHA04153",145.04,"黄色"]
[460,"惠安县","玉围变10kV菱溪Ⅰ回911","许厝4#","QZHA04151",83.152,"黄色"]
[461,"惠安县","玉围变10kV菱溪Ⅰ回911","许厝村#8变","3M80509000088470",234.788,"黄色"]
[462,"惠安县","玉围变10kV菱溪Ⅰ回911","许厝村#9变","3M80509000117073",71.504,"黄色"]
[463,"惠安县","玉围变10kV菱溪Ⅰ回911","许埭#1变","QZHA04157",110.07,"黄色"]
[464,"惠安县","玉围变10kV菱溪Ⅰ回911","许埭#6变","3M80509000015341",83.848,"黄色"]
[465,"惠安县","玉围变10kV菱溪Ⅰ回911","许埭#7变","3M80509000145972",160.004,"黄色"]
[466,"惠安县","玉围变10kV菱溪Ⅰ回911","许埭2#","QZHA04092",140.19,"黄色"]
[467,"惠安县","玉围变10kV菱溪Ⅰ回911","许埭3#","QZHA04155",270.248,"黄色"]
[468,"惠安县","玉围变10kV菱溪Ⅰ回911","许埭4#","QZHA04156",197.024,"黄色"]
[469,"惠安县","玉围变10kV菱溪Ⅰ回911","许埭村8#变","3505232201002105",276.404,"黄色"]
[470,"惠安县","玉围变10kV中山Ⅰ回952","中新社区#4变","3M80509000024205",337.424,"绿色"]
[471,"惠安县","玉围变10kV惠兴Ⅰ回916","中新社区3#变","3M80509000022141",569.92,"绿色"]
[472,"惠安县","玉围变10kV菱溪Ⅰ回911","庄上#3","QZHA04129",166.228,"绿色"]
[473,"惠安县","玉围变10kV菱溪Ⅰ回911","庄上#4变","3M80509000011284",258.084,"绿色"]
[474,"惠安县","玉围变10kV菱溪Ⅰ回911","庄上#5变","3M80509000025747",178.024,"绿色"]
[475,"惠安县","玉围变10kV菱溪Ⅰ回911","庄上1#变","QZHA04106",199.94,"黄色"]
[476,"惠安县","玉围变10kV菱溪Ⅰ回911","庄上2#","QZHA04128",286.632,"绿色"]
[477,"惠安县","玉围变10kV菱溪Ⅰ回911","庄上村#7变","3M80509000094245",175.232,"黄色"]
[478,"惠安县","玉围变10kV菱溪Ⅰ回911","庄上村6#变","3M80509000121102",288.92,"黄色"]
[479,"惠安县","玉围变10kV辋工线919","辋川#11变","3M80509000146940",543.52,"绿色"]
[480,"惠安县","玉围变10kV辋工线919","辋川#12变","3M80509000146548",356.528,"绿色"]
[481,"惠安县","玉围变10kV辋工线919","辋川#4变","3M80509000023663",538.04,"绿色"]
[482,"惠安县","玉围变10kV辋工线919","辋川#6箱式变变压器","3M80509000010721",524.8,"绿色"]
[483,"惠安县","玉围变10kV辋工线919","辋川#8箱式变","QZHA04277",453.576,"黄色"]
[484,"惠安县","玉围变10kV辋工线919","辋川#9变","0002401518",292.61,"绿色"]
[485,"惠安县","玉围变10kV辋工线919","辋川2#箱式变","QZHA04148",551.52,"绿色"]
[486,"惠安县","玉围变10kV辋工线919","辋川7#箱式变变压器","QZHA04246",625.152,"绿色"]
[487,"惠安县","玉围变10kV辋川线912","辋川912线#067+1-1甲杆峰崎村10#变配变","3M80509000026777",296.624,"黄色"]
[488,"惠安县","玉围变10kV辋工线919","辋川村3#变","QZHA04025",336.68,"绿色"]
[489,"惠安县","玉围变10kV辋工线919","辋川村5#变","QZHA04190",272.952,"绿色"]
[490,"惠安县","玉围变10kV辋工线919","辋川村大桥1号","QZHA04149",168.96,"绿色"]
[491,"惠安县","玉围变10kV前型线922","10kV惠港新城开闭所兼1#配电室（四遥）石化生活区#5变","0002405515",657.928,"绿色"]
[492,"惠安县","玉围变10kV前型线922","10kV盛世溪南公馆开闭所兼#1配电室#1变","3M80509000098632",800,"绿色"]
[493,"惠安县","玉围变10kV前型线922","10kV盛世溪南公馆开闭所兼#1配电室#3变","3M80509000098634",800,"绿色"]
[494,"惠安县","玉围变10kV前型线922","10kV王孙村#6箱式变","3M80509000059302",228.42,"黄色"]
[495,"惠安县","玉围变10kV惠泉南厂线923","北关社区#11箱式变","3M80509000016021",554.58,"绿色"]
[496,"惠安县","玉围变10kV惠泉南厂线923","北关社区#12箱式变","3M80509000010328",545.28,"绿色"]
[497,"惠安县","玉围变10kV菱溪Ⅱ回924","峰崎#4变","QZHA04136",0,"红色"]
[498,"惠安县","玉围变10kV菱溪Ⅱ回924","峰崎2#","QZHA04135",150.44,"黄色"]
[499,"惠安县","玉围变10kV菱溪Ⅱ回924","峰崎6#","QZHA04269",37.582,"黄色"]
[500,"惠安县","玉围变10kV菱溪Ⅱ回924","峰崎村11#变","3511232301009017",267.956,"黄色"]
[501,"惠安县","玉围变10kV更新线921","峰崎村12#变","3504250701008015",252.404,"黄色"]
[502,"惠安县","玉围变10kV菱溪Ⅱ回924","峰崎村9#变","3M80509000011287",238.196,"黄色"]
[503,"惠安县","玉围变10kV更新线921","峰崎山尾5#","QZHA04133",166.808,"黄色"]
[504,"惠安县","玉围变10kV更新线921","更新#11变","3M80509000010652",46.696,"黄色"]
[505,"惠安县","玉围变10kV更新线921","更新#1变","QZHA04085",208.484,"黄色"]
[506,"惠安县","玉围变10kV更新线921","更新#3","QZHA04078",226.74,"黄色"]
[507,"惠安县","玉围变10kV更新线921","更新#6变","QZHA04245",206.85,"黄色"]
[508,"惠安县","玉围变10kV更新线921","更新#8","0002026469",170.94,"绿色"]
[509,"惠安县","玉围变10kV更新线921","更新#9变","0002417018",238.46,"黄色"]
[510,"惠安县","玉围变10kV更新线921","更新5#变","QZHA04082",267.12,"绿色"]
[511,"惠安县","玉围变10kV更新线921","更新村#12变","3M80509000142546",341.072,"绿色"]
[512,"惠安县","玉围变10kV更新线921","更新村#13变","3M80509000143910",267.536,"黄色"]
[513,"惠安县","玉围变10kV更新线921","更新村#2变","QZHA04084",182.152,"黄色"]
[514,"惠安县","玉围变10kV更新线921","更新村#7变","0001140504",224.604,"黄色"]
[515,"惠安县","玉围变10kV更新线921","更新村10#变","3M80509000011305",306.524,"黄色"]
[516,"惠安县","玉围变10kV更新线921","更新村14#变","3503241301008020",330.272,"绿色"]
[517,"惠安县","玉围变10kV更新线921","更新村4#变","QZHA04079",216.008,"黄色"]
[518,"惠安县","玉围变10kV惠泉南厂线923","海城(园林)天下#2变","3M80509000030000",800,"绿色"]
[519,"惠安县","玉围变10kV惠泉南厂线923","海城(园林)天下3#变","3M80509000030001",665.896,"绿色"]
[520,"惠安县","玉围变10kV惠泉南厂线923","海城(园林)天下4#变","3M80509000030002",665.776,"绿色"]
[521,"惠安县","玉围变10kV菱溪Ⅱ回924","华总A区#1变","0002268012",554.88,"绿色"]
[522,"惠安县","玉围变10kV菱溪Ⅱ回924","华总A区#4变","3501230701001011",880.31,"绿色"]
[523,"惠安县","玉围变10kV惠泉南厂线923","惠安县阳盛房地产有限公司1#变","3M80509000044079",663.4,"绿色"]
[524,"惠安县","玉围变10kV惠泉南厂线923","惠安县阳盛房地产有限公司2#变","3M80509000044080",671.56,"绿色"]
[525,"惠安县","玉围变10kV东霞Ⅱ回925","惠泉安置区AB地块小区5#配电室2#变","3508242801021011",640,"绿色"]
[526,"惠安县","玉围变10kV东霞Ⅱ回925","惠泉安置区AB地块小区5#配电室4#变","3508242801008016",640.69,"绿色"]
[527,"惠安县","玉围变10kV东霞Ⅱ回925","惠泉安置区AB地块小区6#配电室2#变","3508242801021014",661.42,"绿色"]
[528,"惠安县","玉围变10kV东霞Ⅱ回925","惠泉安置区AB地块小区6#配电室4#变","3508242801008017",504.28,"绿色"]
[529,"惠安县","玉围变10kV东霞Ⅱ回925","惠泉安置区AB地块小区7#配电室2#变","3508242801021016",640.66,"绿色"]
[530,"惠安县","玉围变10kV东霞Ⅱ回925","惠泉安置区AB地块小区7#配电室4#变","3508242801021018",650.65,"绿色"]
[531,"惠安县","玉围变10kV东霞Ⅱ回925","惠泉安置区C地块小区1#配电室1#变","3507240101005007",640.76,"绿色"]
[532,"惠安县","玉围变10kV惠泉南厂线923","惠泉安置区C地块小区1#配电室2#变","3507240101009012",657.2,"绿色"]
[533,"惠安县","玉围变10kV东霞Ⅱ回925","惠泉安置区C地块小区1#配电室3#变","3507240101009009",640,"绿色"]
[534,"惠安县","玉围变10kV惠泉南厂线923","惠泉安置区C地块小区1#配电室4#变","3507240101009013",640,"绿色"]
[535,"惠安县","玉围变10kV东霞Ⅱ回925","惠泉安置区C地块小区2#配电室1#变","3507240101009010",521.01,"绿色"]
[536,"惠安县","玉围变10kV惠泉南厂线923","惠泉安置区C地块小区2#配电室2#变","3507240101009014",504,"绿色"]
[537,"惠安县","玉围变10kV东霞Ⅱ回925","惠泉安置区C地块小区2#配电室3#变","3507240101009011",640.48,"绿色"]
[538,"惠安县","玉围变10kV惠泉南厂线923","惠泉安置区C地块小区2#配电室4#变","3507240101005008",640,"绿色"]
[539,"惠安县","玉围变10kV惠泉南厂线923","惠泉安置区C地块小区3#配电室2#变","3507240101009015",504.21,"绿色"]
[540,"惠安县","玉围变10kV惠泉南厂线923","惠泉安置区C地块小区3#配电室4#变","3507240101009016",640,"绿色"]
[541,"惠安县","玉围变10kV惠泉南厂线923","惠泉安置区C地块小区4#配电室2#变","3507240101009017",504,"绿色"]
[542,"惠安县","玉围变10kV惠泉南厂线923","惠泉安置区C地块小区4#配电室4#变","3507240101009018",511.71,"绿色"]
[543,"惠安县","玉围变10kV更新线921","京山#3变","3M80509000020617",184.412,"黄色"]
[544,"惠安县","玉围变10kV更新线921","京山#4变","3M80509000095568",151.112,"黄色"]
[545,"惠安县","玉围变10kV更新线921","京山1#变","QZHA04130",47.8,"黄色"]
[546,"惠安县","玉围变10kV更新线921","京山2#","QZHA04272",56.548,"黄色"]
[547,"惠安县","玉围变10kV更新线921","居仁1#变","QZHA04164",165.288,"黄色"]
[548,"惠安县","玉围变10kV更新线921","居仁3#","QZHA04249",241.512,"黄色"]
[549,"惠安县","玉围变10kV更新线921","居仁4#变","0002048053",138.18,"黄色"]
[550,"惠安县","玉围变10kV更新线921","居仁村#5箱式变","3M80509000011922",386.46,"黄色"]
[551,"惠安县","玉围变10kV更新线921","居仁村2#变","QZHA04120",132.524,"黄色"]
[552,"惠安县","玉围变10kV惠泉南厂线923","前型村#6变","QZHA02468",40.244,"黄色"]
[553,"惠安县","玉围变10kV前型线922","王孙#4变","3M80509000010322",63.148,"黄色"]
[554,"惠安县","玉围变10kV前型线922","王孙#5变","3M80509000027756",246.932,"黄色"]
[555,"惠安县","玉围变10kV前型线922","王孙2#变","QZHA03315",83.888,"黄色"]
[556,"惠安县","玉围变10kV前型线922","王孙村#1变","QZHA03314",38.39,"黄色"]
[557,"惠安县","玉围变10kV前型线922","王孙村#7变","3M80509000092506",170.204,"黄色"]
[558,"惠安县","玉围变10kV前型线922","王孙村#8变","3M80509000092504",0,"红色"]
[559,"惠安县","玉围变10kV前型线922","王孙村3#","QZHA03237",240.56,"黄色"]
[560,"惠安县","玉围变10kV前型线922","溪南村1#箱式变","QZHA03236",294.84,"黄色"]
[561,"惠安县","玉围变10kV前型线922","溪南村2#变","QZHA03550",54.008,"黄色"]
[562,"惠安县","玉围变10kV前型线922","溪南村3#变","QZHA04253",206.28,"黄色"]
[563,"惠安县","玉围变10kV前型线922","溪南村6#变","3M80509000060822",254.144,"黄色"]
[564,"惠安县","玉围变10kV东霞Ⅱ回925","霞张#16箱式变","3M80509000013241",575.56,"绿色"]
[565,"惠安县","玉围变10kV惠泉南厂线923","霞张#4箱式变","QZHA02253",454.84,"黄色"]
[566,"惠安县","玉围变10kV东霞Ⅱ回925","霞张#7箱式变","3M80509000010330",528.52,"绿色"]
[567,"惠安县","玉围变10kV惠兴Ⅱ回926","霞张村2#箱式变","3M80509000043079",532.52,"绿色"]
[568,"惠安县","玉围变10kV惠泉南厂线923","霞张社区#6箱式变","3M80509000030078",511.392,"绿色"]
[569,"惠安县","玉围变10kV东霞Ⅱ回925","霞张社区15#箱式变","3M80509000035099",534.32,"绿色"]
[570,"惠安县","玉围变10kV惠泉南厂线923","霞张社区17#箱式变","3M80509000021941",519,"绿色"]
[571,"惠安县","玉围变10kV惠泉南厂线923","霞张社区19#箱式变","3M80509000026538",521.12,"绿色"]
[572,"惠安县","玉围变10kV更新线921","许埭村#5变","3M80509000020923",125.944,"黄色"]
[573,"惠安县","玉围变10kV菱溪Ⅱ回924","许埭村9#变","3504243001005005",189.768,"绿色"]
[574,"惠安县","玉围变10kV更新线921","玉围#2变","3M80509000010022",0,"红色"]
[575,"惠安县","玉围变10kV更新线921","玉围1#","QZHA04137",161.024,"黄色"]
[576,"惠安县","玉围变10kV更新线921","玉围村#3箱式变","3M80509000067478",384.26,"黄色"]
[577,"惠安县","玉围变10kV更新线921","玉围村#4变","3M80509000086462",193.436,"黄色"]
[578,"惠安县","玉围变10kV东霞Ⅱ回925","中新社区#2变","0002342522",320,"绿色"]
[579,"惠安县","玉围变10kV南益线932","北关村#14变","3M80509000036999",434.34,"绿色"]
[580,"惠安县","玉围变10kV南益线932","北关村#8变","0001838010",491.88,"绿色"]
[581,"惠安县","玉围变10kV建设Ⅳ回935","北关村16#变","3M80509000044359",324.392,"绿色"]
[582,"惠安县","玉围变10kV城北Ⅰ回934","北关村3#后坂","QZHA02008",350.312,"绿色"]
[583,"惠安县","玉围变10kV南益线932","北关村5#变","0001748040",160,"绿色"]
[584,"惠安县","玉围变10kV南益线932","北关村6#变","0001748042",252,"绿色"]
[585,"惠安县","玉围变10kV建设Ⅴ回936","北关社区#17箱式变","3M80509000040669",530.44,"绿色"]
[586,"惠安县","玉围变10kV建设Ⅳ回935","北关社区20#变","3M80509000072761",353.36,"绿色"]
[587,"惠安县","玉围变10kV前洋线937","吹楼#1变","QZHA04064",316.784,"黄色"]
[588,"惠安县","玉围变10kV前洋线937","峰南#6变","3M80509000010323",181.024,"绿色"]
[589,"惠安县","玉围变10kV前洋线937","峰南5#变","0001954706",341.664,"绿色"]
[590,"惠安县","玉围变10kV前洋线937","峰南村#7变","3M80509000091995",272.672,"黄色"]
[591,"惠安县","玉围变10kV前洋线937","峰南村#9变配变","3M80509000087800",299.912,"黄色"]
[592,"惠安县","玉围变10kV前洋线937","峰南村8#","3M80509000027781",281.924,"黄色"]
[593,"惠安县","玉围变10kV前洋线937","峰南村村部2#","QZHA04044",316.244,"黄色"]
[594,"惠安县","玉围变10kV前洋线937","峰南村西楼1#变","QZHA04159",190.05,"黄色"]
[595,"惠安县","玉围变10kV南洲线931","惠景豪庭#1变","3M80509000136753",644.2,"绿色"]
[596,"惠安县","玉围变10kV南洲线931","惠景豪庭#3变","3M80509000136755",654.49,"绿色"]
[597,"惠安县","玉围变10kV南洲线931","惠景豪庭#5变","3M80509000136757",647.35,"绿色"]
[598,"惠安县","玉围变10kV南洲线931","惠景豪庭#7变","3M80509000136759",658.9,"绿色"]
[599,"惠安县","玉围变10kV南洲线931","惠景豪庭#9变","3M80509000136761",508.98,"绿色"]
[600,"惠安县","玉围变10kV南洲线931","惠景豪庭站用1#变","3M80509000136763",24,"绿色"]
[601,"惠安县","玉围变10kV建设Ⅳ回935","惠泉安置区AB地块小区1#配电室2#变","3508242801021006",647.44,"绿色"]
[602,"惠安县","玉围变10kV建设Ⅳ回935","惠泉安置区AB地块小区1#配电室4#变","3508242801008013",504.18,"绿色"]
[603,"惠安县","玉围变10kV建设Ⅳ回935","惠泉安置区AB地块小区2#配电室2#变","3508242801021007",505.17,"绿色"]
[604,"惠安县","玉围变10kV建设Ⅳ回935","惠泉安置区AB地块小区3#配电室2#变","3508242801008014",647.38,"绿色"]
[605,"惠安县","玉围变10kV建设Ⅳ回935","惠泉安置区AB地块小区3#配电室4#变","3508242801021008",504.44,"绿色"]
[606,"惠安县","玉围变10kV建设Ⅳ回935","惠泉安置区AB地块小区4#配电室2#变","3508242801008015",641.41,"绿色"]
[607,"惠安县","玉围变10kV建设Ⅳ回935","惠泉安置区AB地块小区4#配电室4#变","3508242801021009",658.96,"绿色"]
[608,"惠安县","玉围变10kV建设Ⅴ回936","惠泉安置区DEF地块小区1#配电室2#变","3509240601013010",640,"绿色"]
[609,"惠安县","玉围变10kV建设Ⅴ回936","惠泉安置区DEF地块小区2#配电室2#变","3509240601009013",640.28,"绿色"]
[610,"惠安县","玉围变10kV建设Ⅴ回936","惠泉安置区DEF地块小区2#配电室4#变","3509240601009014",648.36,"绿色"]
[611,"惠安县","玉围变10kV建设Ⅴ回936","惠泉安置区DEF地块小区3#配电室2#变","3509240601009015",649.68,"绿色"]
[612,"惠安县","玉围变10kV建设Ⅴ回936","惠泉安置区DEF地块小区3#配电室4#变","3509240601013013",646.84,"绿色"]
[613,"惠安县","玉围变10kV建设Ⅴ回936","惠泉安置区DEF地块小区4#配电室2#变","3509240601013014",504.2,"绿色"]
[614,"惠安县","玉围变10kV建设Ⅴ回936","惠泉安置区DEF地块小区4#配电室4#变","3509240601009018",504.22,"绿色"]
[615,"惠安县","玉围变10kV蒋吴线954","螺阳镇村下村1#变","QZHA03335",60.544,"黄色"]
[616,"惠安县","玉围变10kV蒋吴线954","螺阳镇村下村10#变","3M80509000133606",279.128,"黄色"]
[617,"惠安县","玉围变10kV蒋吴线954","螺阳镇村下村2#变","QZHA03319",189.748,"绿色"]
[618,"惠安县","玉围变10kV蒋吴线954","螺阳镇村下村3#变","QZHA03046",76.704,"黄色"]
[619,"惠安县","玉围变10kV蒋吴线954","螺阳镇村下村4#变","QZHA03336",226.248,"黄色"]
[620,"惠安县","玉围变10kV蒋吴线954","螺阳镇村下村5#变","QZHA03574",149.168,"黄色"]
[621,"惠安县","玉围变10kV蒋吴线954","螺阳镇村下村6#变","3M80509000011348",82.008,"黄色"]
[622,"惠安县","玉围变10kV蒋吴线954","螺阳镇村下村7#变","3M80509000027556",78.17,"黄色"]
[623,"惠安县","玉围变10kV蒋吴线954","螺阳镇村下村8#变","3M80509000027808",57.55,"黄色"]
[624,"惠安县","玉围变10kV蒋吴线954","螺阳镇村下村9#变","3M80509000046024",220.144,"黄色"]
[625,"惠安县","玉围变10kV蒋吴线954","螺阳镇蒋吴村1#变","QZHA03347",307.952,"黄色"]
[626,"惠安县","玉围变10kV蒋吴线954","螺阳镇蒋吴村10#变","3M80509000023702",165.316,"绿色"]
[627,"惠安县","玉围变10kV蒋吴线954","螺阳镇蒋吴村11#变","3M80509000063562",266.468,"黄色"]
[628,"惠安县","玉围变10kV蒋吴线954","螺阳镇蒋吴村2#变","QZHA03043",180.916,"绿色"]
[629,"惠安县","玉围变10kV蒋吴线954","螺阳镇蒋吴村3#变","QZHA03057",266.168,"黄色"]
[630,"惠安县","玉围变10kV蒋吴线954","螺阳镇蒋吴村4#变","QZHA03349",0.0320000000000107,"黄色"]
[631,"惠安县","玉围变10kV蒋吴线954","螺阳镇蒋吴村5#变","QZHA03348",136.184,"黄色"]
[632,"惠安县","玉围变10kV蒋吴线954","螺阳镇蒋吴村6#变","QZHA03569",262.04,"黄色"]
[633,"惠安县","玉围变10kV蒋吴线954","螺阳镇蒋吴村8#变","3M80509000011487",161.376,"黄色"]
[634,"惠安县","玉围变10kV蒋吴线954","螺阳镇蒋吴村9#变","3M80509000023701",162.424,"绿色"]
[635,"惠安县","玉围变10kV蒋吴线954","螺阳镇锦里村1#变","QZHA03048",0,"红色"]
[636,"惠安县","玉围变10kV蒋吴线954","螺阳镇锦里村2#变","QZHA03050",78.452,"黄色"]
[637,"惠安县","玉围变10kV蒋吴线954","螺阳镇锦里村3#变","QZHA03573",96.352,"黄色"]
[638,"惠安县","玉围变10kV蒋吴线954","螺阳镇锦里村4#变","3M80509000025687",0.0999999999999943,"黄色"]
[639,"惠安县","玉围变10kV蒋吴线954","螺阳镇锦里村5#变","3M80509000065640",281.66,"黄色"]
[640,"惠安县","玉围变10kV城北Ⅱ回933","南洲村#5箱变","3M80509000091017",449.856,"绿色"]
[641,"惠安县","玉围变10kV城北Ⅱ回933","南洲村4#变","3M80509000011288",128.552,"黄色"]
[642,"惠安县","玉围变10kV城北Ⅱ回933","南洲村6#变","3507252101008002",320,"绿色"]
[643,"惠安县","玉围变10kV前洋线937","前洋#5变","3M80509000010324",183.872,"黄色"]
[644,"惠安县","玉围变10kV前洋线937","前洋村#6变","3M80509000087372",208.76,"黄色"]
[645,"惠安县","玉围变10kV前洋线937","前洋村#7变","3M80509000086420",145.892,"黄色"]
[646,"惠安县","玉围变10kV前洋线937","前洋村#8变","3M80509000142543",225.548,"黄色"]
[647,"惠安县","玉围变10kV前洋线937","前洋村2#变","QZHA04045",237.876,"黄色"]
[648,"惠安县","玉围变10kV前洋线937","前洋村后潘#1","QZHA04141",22.408,"黄色"]
[649,"惠安县","玉围变10kV前洋线937","前洋村前炉4#","QZHA04063",70.428,"黄色"]
[650,"惠安县","玉围变10kV前洋线937","前洋村中洋#3变","QZHA04142",249.44,"黄色"]
[651,"惠安县","玉围变10kV南益线932","西北6#变","0001997961",167.815,"绿色"]
[652,"惠安县","玉围变10kV蒋吴线954","溪南村#8变","3M80509000089744",136.028,"黄色"]
[653,"惠安县","玉围变10kV蒋吴线954","溪南村4#变","0002051973",84.2,"黄色"]
[654,"惠安县","玉围变10kV蒋吴线954","溪南村5#变","3M80509000023721",0,"红色"]
[655,"惠安县","玉围变10kV建设Ⅳ回935","霞张社区#11箱式变","0002312012",512,"绿色"]
[656,"惠安县","玉围变10kV建设Ⅴ回936","中新花园商住区1#","3M80509000071505",800,"绿色"]
[657,"惠安县","玉围变10kV建设Ⅴ回936","中新花园商住区6#","3M80509000071506",742.39,"绿色"]
[658,"惠安县","玉围变10kV建设Ⅴ回936","中新社区#5箱式变","3M80509000045179",504,"绿色"]
[659,"惠安县","玉围变10kV建设Ⅴ回936","中新社区#6变","3M80509000040629",517.4,"绿色"]
[660,"惠安县","玉围变10kV官溪线944","半岭1#","QZHA17097",70.7,"黄色"]
[661,"惠安县","玉围变10kV官溪线944","半岭2#","QZHA17095",159.316,"黄色"]
[662,"惠安县","玉围变10kV官溪线944","半岭3#变","3M80509000031784",321.872,"绿色"]
[663,"惠安县","玉围变10kV官溪线944","半岭5#变","3M80509000085182",322.436,"绿色"]
[664,"惠安县","玉围变10kV官溪线944","半岭村4#变","3M80509000062176",321.008,"绿色"]
[665,"惠安县","玉围变10kV中山Ⅲ回942","北关村15#箱式变","3M80509000037059",576.672,"绿色"]
[666,"惠安县","玉围变10kV中山Ⅲ回942","北关村7#变","0001838007",311.96,"绿色"]
[667,"惠安县","玉围变10kV官溪线944","官溪1#变","QZHA17090",144.528,"黄色"]
[668,"惠安县","玉围变10kV官溪线944","官溪2#变","QZHA17091",208.728,"黄色"]
[669,"惠安县","玉围变10kV官溪线944","官溪3#","QZHA17092",179.336,"黄色"]
[670,"惠安县","玉围变10kV官溪线944","官溪4#变","QZHA17093",59.776,"黄色"]
[671,"惠安县","玉围变10kV官溪线944","官溪5#变","QZHA17098",164.068,"绿色"]
[672,"惠安县","玉围变10kV官溪线944","官溪6#变","QZHA17099",165.28,"绿色"]
[673,"惠安县","玉围变10kV官溪线944","官溪7#变","3M80509000017061",6.464,"黄色"]
[674,"惠安县","玉围变10kV官溪线944","官溪9#变","3M80509000030836",225.188,"黄色"]
[675,"惠安县","玉围变10kV官溪线944","官溪村10#变","3512231101004011",21.2,"黄色"]
[676,"惠安县","玉围变10kV官溪线944","官溪村8#变","3M80509000019162",277.848,"绿色"]
[677,"惠安县","玉围变10kV中山Ⅲ回942","惠景豪庭#10变","3M80509000136762",508.14,"绿色"]
[678,"惠安县","玉围变10kV中山Ⅲ回942","惠景豪庭#2变","3M80509000136754",660.49,"绿色"]
[679,"惠安县","玉围变10kV中山Ⅲ回942","惠景豪庭#4变","3M80509000136756",654.34,"绿色"]
[680,"惠安县","玉围变10kV中山Ⅲ回942","惠景豪庭#6变","3M80509000136758",646.93,"绿色"]
[681,"惠安县","玉围变10kV中山Ⅲ回942","惠景豪庭#8变","3M80509000136760",647.92,"绿色"]
[682,"惠安县","玉围变10kV中山Ⅲ回942","惠景豪庭站用2#变","3M80509000136764",24,"绿色"]
[683,"惠安县","玉围变10kV梅山线943","梅山7#变","0001959918",157.488,"黄色"]
[684,"惠安县","玉围变10kV梅山线943","梅山村10#变","3M80509000121100",268.424,"黄色"]
[685,"惠安县","玉围变10kV梅山线943","梅山村11#变","3M80509000141404",160.744,"绿色"]
[686,"惠安县","玉围变10kV梅山线943","梅山村8#变","3M80509000011289",156.784,"黄色"]
[687,"惠安县","玉围变10kV梅山线943","梅山村9#变","3M80509000009902",179.524,"绿色"]
[688,"惠安县","玉围变10kV梅山线943","梅山村大坝内2#","QZHA02476",76.696,"黄色"]
[689,"惠安县","玉围变10kV梅山线943","梅山村过溪1#","QZHA02475",235.548,"黄色"]
[690,"惠安县","玉围变10kV梅山线943","梅山村后仁6#","QZHA02480",120.064,"黄色"]
[691,"惠安县","玉围变10kV梅山线943","梅山村集百家3#","QZHA02477",117.61,"黄色"]
[692,"惠安县","玉围变10kV梅山线943","梅山村尖西岭4#","QZHA02478",233.16,"黄色"]
[693,"惠安县","玉围变10kV梅山线943","梅山村石盘5#","QZHA02479",175.996,"绿色"]
[694,"惠安县","玉围变10kV官溪线944","尾山1#","QZHA17082",72.268,"黄色"]
[695,"惠安县","玉围变10kV官溪线944","尾山3#变","QZHA17084",9.976,"黄色"]
[696,"惠安县","玉围变10kV官溪线944","尾山4#变","QZHA17085",35.356,"黄色"]
[697,"惠安县","玉围变10kV官溪线944","尾山5#","QZHA17086",23.44,"黄色"]
[698,"惠安县","玉围变10kV官溪线944","尾山7#变","3M80509000011502",21.528,"黄色"]
[699,"惠安县","玉围变10kV官溪线944","尾山8#变","3M80509000019163",105.016,"黄色"]
[700,"惠安县","玉围变10kV官溪线944","尾山村2","QZHA17083",98.128,"黄色"]
[701,"惠安县","玉围变10kV官溪线944","尾山村6#变","3M80509000146486",201.62,"黄色"]
[702,"惠安县","玉围变10kV中山Ⅲ回942","西北#2变","0001962421",265.76,"绿色"]
[703,"惠安县","玉围变10kV中山Ⅲ回942","西北#7变","0001998461",262.2,"绿色"]
[704,"惠安县","玉围变10kV中山Ⅲ回942","西北1#","0001953632",264.72,"绿色"]
[705,"惠安县","玉围变10kV中山Ⅲ回942","西北10#变","0002000978",264.28,"绿色"]
[706,"惠安县","玉围变10kV中山Ⅲ回942","西北3#变","0002000977",252.24,"绿色"]
[707,"惠安县","玉围变10kV中山Ⅲ回942","西北4#变","0002028972",504,"绿色"]
[708,"惠安县","玉围变10kV中山Ⅲ回942","西北5#变","0002026477",326.66,"绿色"]
[709,"惠安县","玉围变10kV中山Ⅲ回942","西北9#变","0002009458",525.9,"绿色"]
[710,"惠安县","玉围变10kV中山Ⅲ回942","西北村#12箱式变","3M80509000040499",505.16,"绿色"]
[711,"惠安县","玉围变10kV中山Ⅲ回942","西北村13#箱式变变压器","3M80509000038943",504,"绿色"]
[712,"惠安县","霞光变10kV新霞线912","10kV洞口安置1#变","3M80509000031427",517.58,"绿色"]
[713,"惠安县","霞光变10kV新霞线912","10kV洞口安置2#变","3M80509000031428",536.26,"绿色"]
[714,"惠安县","霞光变10kV新霞线912","10kV洞口安置3#变","3M80509000031429",517.66,"绿色"]
[715,"惠安县","霞光变10kV新霞线912","10kV洞口安置4#变","3M80509000031430",520.42,"绿色"]
[716,"惠安县","霞光变10kV西苑线911","10kV凤凰城二期#4配电室#14变","3M80509000061302",640,"绿色"]
[717,"惠安县","霞光变10kV新霞线912","10kV凤凰城三期#17变","3M80509000074290",504,"绿色"]
[718,"惠安县","霞光变10kV新霞线912","10kV凤凰城三期#20变","3M80509000074310",504,"绿色"]
[719,"惠安县","霞光变10kV新霞线912","10kV凤凰城三期#22变","3M80509000074293",504,"绿色"]
[720,"惠安县","霞光变10kV西苑线911","10kV凤凰城一期#1配电室2#变","3M80509000036560",640,"绿色"]
[721,"惠安县","霞光变10kV西苑线911","10kV凤凰城一期#1配电室4#变","3M80509000036561",400,"绿色"]
[722,"惠安县","霞光变10kV西苑线911","10kV凤凰城一期#2配电室6#变","3M80509000036581",640,"绿色"]
[723,"惠安县","霞光变10kV西苑线911","10kV凤凰城一期#3配电室10#变","3M80509000036604",400,"绿色"]
[724,"惠安县","霞光变10kV西苑线911","10kV嘉惠片区A1地块开闭所兼1#配电室（四遥）2#变","3M80509000022743",692.392,"绿色"]
[725,"惠安县","霞光变10kV西苑线911","10kV嘉惠片区A1地块开闭所兼1#配电室（四遥）4#变","3M80509000022745",746.248,"绿色"]
[726,"惠安县","霞光变10kV新霞线912","10kV嘉惠片区A2地块开闭所兼1#配电室1#变","3M80509000023041",584.432,"绿色"]
[727,"惠安县","霞光变10kV新霞线912","10kV嘉惠片区A2地块开闭所兼1#配电室2#变","3M80509000023042",581.728,"绿色"]
[728,"惠安县","霞光变10kV新霞线912","10kV嘉惠片区A2地块开闭所兼1#配电室3#变","3M80509000023043",519.968,"绿色"]
[729,"惠安县","霞光变10kV新霞线912","10kV嘉惠片区A2地块开闭所兼1#配电室4#变","3M80509000023044",557.184,"绿色"]
[730,"惠安县","霞光变10kV新霞线912","10kV嘉惠片区A2地块开闭所兼1#配电室5#变","3M80509000023045",518.48,"绿色"]
[731,"惠安县","霞光变10kV新霞线912","10kV嘉惠片区A2地块开闭所兼1#配电室6#变","3M80509000023046",536.736,"绿色"]
[732,"惠安县","霞光变10kV海西线915","10kV南阳花园小区配电室（四遥）南阳花园配电室#1主变","3M80509000011461",887.672,"绿色"]
[733,"惠安县","霞光变10kV东升线914","10kV南阳花园小区配电室（四遥）南阳花园配电室#2主变","3M80509000011462",809.192,"绿色"]
[734,"惠安县","霞光变10kV新霞线912","10kV欧景帝苑B区#1变","3M80509000044622",569.6,"绿色"]
[735,"惠安县","霞光变10kV新霞线912","10kV欧景帝苑B区#3变","3M80509000044623",597.16,"绿色"]
[736,"惠安县","霞光变10kV新霞线912","10kV欧景帝苑B区#5变","3M80509000044621",747.28,"绿色"]
[737,"惠安县","霞光变10kV东升线914","10kV启明小区#1箱式变","3M80509000062208",562.02,"绿色"]
[738,"惠安县","霞光变10kV东升线914","10kV启明小区#2箱式变","3M80509000061757",534.12,"绿色"]
[739,"惠安县","霞光变10kV西苑线911","10kV世纪峻园2#变","3M80509000025054",520.6,"绿色"]
[740,"惠安县","霞光变10kV西苑线911","10kV世纪峻园3#变","3M80509000025055",543.42,"绿色"]
[741,"惠安县","霞光变10kV西苑线911","10kV世纪峻园二期开闭所兼#1配电室（四遥）10kV世纪峻园二期2#变","3M80509000037321",713.8,"绿色"]
[742,"惠安县","霞光变10kV新霞线912","10kV世纪星城小区1#配电室（四遥）世纪星城1#变","3M80509000018981",825.176,"绿色"]
[743,"惠安县","霞光变10kV新霞线912","10kV万盛凤凰城四期#1变","3M80509000145336",800,"绿色"]
[744,"惠安县","霞光变10kV金龙线916","东关社区#7箱式变","3M80509000015882",588.62,"绿色"]
[745,"惠安县","霞光变10kV海西线915","东南北苑1#配电室1#主变","3M80509000067797",675.22,"绿色"]
[746,"惠安县","霞光变10kV海西线915","东南北苑1#配电室3#主变","3M80509000067800",879.74,"绿色"]
[747,"惠安县","霞光变10kV海西线915","东南北苑2#配电室5#主变","3M80509000067803",706.81,"绿色"]
[748,"惠安县","霞光变10kV海西线915","东南北苑2#配电室6#主变","3M80509000067804",738.79,"绿色"]
[749,"惠安县","霞光变10kV海西线915","东南南苑#2变","3M80509000067791",1065.4,"绿色"]
[750,"惠安县","霞光变10kV东升线914","东南社区6#变","3M80509000015301",553.74,"绿色"]
[751,"惠安县","霞光变10kV西苑线911","凤凰城二期#4配电室#12变","3M80509000061300",640,"绿色"]
[752,"惠安县","霞光变10kV新霞线912","凤凰城三期#15变","3M80509000074289",504,"绿色"]
[753,"惠安县","霞光变10kV西苑线911","凤凰城一期#3配电室8#变","3M80509000036599",640,"绿色"]
[754,"惠安县","霞光变10kV金龙线916","福璟花园3期10#变","0002209997",688.96,"绿色"]
[755,"惠安县","霞光变10kV金龙线916","福璟花园3期8#变","0002206595",783.94,"绿色"]
[756,"惠安县","霞光变10kV金龙线916","福璟花园3期9#变","3M80509000011562",777.16,"绿色"]
[757,"惠安县","霞光变10kV霞东线913","福建聚星投资有限公司1#变","3M80509000061007",640,"绿色"]
[758,"惠安县","霞光变10kV霞东线913","福建聚星投资有限公司3#变","3M80509000061009",640,"绿色"]
[759,"惠安县","霞光变10kV西苑线911","惠安建筑业投资有限公司（建筑大厦）1#变","0002319510",603.96,"绿色"]
[760,"惠安县","霞光变10kV西苑线911","惠安建筑业投资有限公司（建筑大厦）2#变","0002319511",504,"绿色"]
[761,"惠安县","霞光变10kV海西线915","惠泉安置区DEF地块小区1#配电室1#变","3509240601013009",643.64,"绿色"]
[762,"惠安县","霞光变10kV海西线915","惠泉安置区DEF地块小区2#配电室1#变","3509240601009012",649.08,"绿色"]
[763,"惠安县","霞光变10kV海西线915","惠泉安置区DEF地块小区2#配电室3#变","3509240601013011",640,"绿色"]
[764,"惠安县","霞光变10kV海西线915","惠泉安置区DEF地块小区3#配电室1#变","3509240601013012",640,"绿色"]
[765,"惠安县","霞光变10kV海西线915","惠泉安置区DEF地块小区3#配电室3#变","3509240601009016",640.84,"绿色"]
[766,"惠安县","霞光变10kV海西线915","惠泉安置区DEF地块小区4#配电室1#变","3509240601009017",504,"绿色"]
[767,"惠安县","霞光变10kV海西线915","惠泉安置区DEF地块小区4#配电室3#变","3509240601013015",517.82,"绿色"]
[768,"惠安县","霞光变10kV海西线915","惠泉安置区DEF地块小区5#配电室1#变","3509240601013016",645.04,"绿色"]
[769,"惠安县","霞光变10kV海西线915","惠泉安置区DEF地块小区6#配电室1#变","3509240601009020",320.156,"绿色"]
[770,"惠安县","霞光变10kV海西线915","惠泉安置区DEF地块小区6#配电室3#变","3509240601013018",514.24,"绿色"]
[771,"惠安县","霞光变10kV海西线915","惠泉安置区DEF地块小区7#配电室1#变","3509240601013019",504,"绿色"]
[772,"惠安县","霞光变10kV海西线915","惠泉安置区DEF地块小区7#配电室3#变","3509240601013020",505.4,"绿色"]
[773,"惠安县","霞光变10kV新霞线912","聚景山庄#2变","3M80509000066546",916.73,"绿色"]
[774,"惠安县","霞光变10kV新霞线912","聚景山庄#4变","3M80509000066548",881.81,"绿色"]
[775,"惠安县","霞光变10kV霞东线913","聚星国际城A地块二期2#变","3M80509000122369",847.91,"绿色"]
[776,"惠安县","霞光变10kV霞东线913","聚星国际城A地块二期4#变","3M80509000122371",800,"绿色"]
[777,"惠安县","霞光变10kV霞东线913","聚星国际城A地块二期6#变","3M80509000122373",640,"绿色"]
[778,"惠安县","霞光变10kV金龙线916","聚星国际城三期1#变","3M80509000143686",840.53,"绿色"]
[779,"惠安县","霞光变10kV金龙线916","聚星国际城三期3#变","3M80509000143688",808.04,"绿色"]
[780,"惠安县","霞光变10kV南阳线917","丽璟天成#1变","3512232101008001",777.73,"绿色"]
[781,"惠安县","霞光变10kV南阳线917","丽璟天成#4变","3512232101004003",728.92,"绿色"]
[782,"惠安县","霞光变10kV南阳线917","丽璟天成#6变","3512232101004004",679.06,"绿色"]
[783,"惠安县","霞光变10kV金龙线916","闽南建工#2配电室#2变","3504251601009010",320,"绿色"]
[784,"惠安县","霞光变10kV金龙线916","闽南建工大厦#2变","3M80509000082058",849.41,"绿色"]
[785,"惠安县","霞光变10kV金龙线916","闽南建工大厦#4变","3M80509000082060",675.25,"绿色"]
[786,"惠安县","霞光变10kV新霞线912","欧景帝苑A-1区#1变","3503230901002076",675.55,"绿色"]
[787,"惠安县","霞光变10kV东升线914","启明小区#3箱式变","3M80509000039459",552.96,"绿色"]
[788,"惠安县","霞光变10kV西苑线911","世纪峻园5#变","3M80509000025057",706.552,"绿色"]
[789,"惠安县","霞光变10kV西苑线911","世纪峻园6#变","3M80509000025058",674.608,"绿色"]
[790,"惠安县","霞光变10kV新霞线912","世纪星城3#变","3M80509000018983",745.048,"绿色"]
[791,"惠安县","霞光变10kV新霞线912","世纪星城4#变","3M80509000018984",665.488,"绿色"]
[792,"惠安县","霞光变10kV新霞线912","天山广场2#变","3M80509000017722",707.92,"绿色"]
[793,"惠安县","霞光变10kV新霞线912","天山广场4#变","3M80509000017723",798.544,"绿色"]
[794,"惠安县","霞光变10kV霞东线913","霞东#5变","3M80509000023781",107.552,"黄色"]
[795,"惠安县","霞光变10kV霞东线913","霞东社区#4变","3M80509000013543",137.692,"黄色"]
[796,"惠安县","霞光变10kV西苑线911","新景城#1变","0002198472",891.72,"绿色"]
[797,"惠安县","霞光变10kV西苑线911","新景城#3变","0002200117",649.92,"绿色"]
[798,"惠安县","霞光变10kV新霞线912","新霞5#变","QZHA02643",269.69,"黄色"]
[799,"惠安县","霞光变10kV新霞线912","新霞村18#变压器","3M80509000041384",517.04,"绿色"]
[800,"惠安县","霞光变10kV新霞线912","新霞村24#变","3M80509000069306",326.288,"绿色"]
[801,"惠安县","霞光变10kV新霞线912","新霞村8#变","3M80509000026756",87.112,"黄色"]
[802,"惠安县","霞光变10kV新霞线912","新霞村下廖#1","QZHA02166",0,"红色"]
[803,"惠安县","霞光变10kV南阳线917","新霞社区#10箱式变","3M80509000010327",336.488,"绿色"]
[804,"惠安县","霞光变10kV东升线914","新霞社区#11箱式变","3M80509000017963",547.88,"绿色"]
[805,"惠安县","霞光变10kV新霞线912","新霞社区#13箱式变","3M80509000046599",520.4,"绿色"]
[806,"惠安县","霞光变10kV新霞线912","新霞社区#20变","3M80509000073989",160,"绿色"]
[807,"惠安县","霞光变10kV新霞线912","新霞社区2#箱式变","3M80509000023401",519.52,"绿色"]
[808,"惠安县","霞光变10kV新霞线912","新霞社区4#箱式变","3M80509000023402",577.36,"绿色"]
[809,"惠安县","霞光变10kV东升线914","新霞社区9#箱式变","3M80509000021842",430.96,"绿色"]
[810,"惠安县","霞光变10kV东升线914","状元华府小区开闭所兼配电室1#变","3503250401008002",504,"绿色"]
[811,"惠安县","霞光变10kV竿林线922","10kV.嘉惠片区B地块配电室1#变","3M80509000022621",552.24,"绿色"]
[812,"惠安县","霞光变10kV工农线925","10kV盛世锦都2#配电室盛世锦都6#变","QZHA2215496",782.728,"绿色"]
[813,"惠安县","霞光变10kV工农线925","10kV盛世锦都2#配电室盛世锦都8#变","QZHA2219535",660.76,"绿色"]
[814,"惠安县","霞光变10kV工农线925","10kV盛世锦都3#配电室盛世锦都10#变","QZHA2219536",751.336,"绿色"]
[815,"惠安县","霞光变10kV工农线925","10kV盛世锦都开闭所兼1#配电室盛世锦都2#变","QZHA2215492",681.808,"绿色"]
[816,"惠安县","霞光变10kV上村线921","璟禾府#2变","3M80509000145192",642.01,"绿色"]
[817,"惠安县","霞光变10kV上村线921","璟禾府#4变","3M80509000145197",647.74,"绿色"]
[818,"惠安县","霞光变10kV广海线926","滨江国际二期配电室#5变","3M80509000040541",700.24,"绿色"]
[819,"惠安县","霞光变10kV广海线926","滨江国际二期配电室#7变","3M80509000040542",679.816,"绿色"]
[820,"惠安县","霞光变10kV广海线926","滨江国际一期配电室#1变","3M80509000040539",664.672,"绿色"]
[821,"惠安县","霞光变10kV广海线926","滨江国际一期配电室#3变","3M80509000040540",678.496,"绿色"]
[822,"惠安县","霞光变10kV广海线926","长达房地产1#变","3M80509000024945",441.952,"绿色"]
[823,"惠安县","霞光变10kV东风线924","城南新区D区1#变","3M80509000027576",640,"绿色"]
[824,"惠安县","霞光变10kV上村线921","城南新区F区1#变","3M80509000028687",692.44,"绿色"]
[825,"惠安县","霞光变10kV上村线921","城南新区F区2#变","3M80509000028688",654.97,"绿色"]
[826,"惠安县","霞光变10kV广海线926","城南邮电新村","3M80509000032897",343.16,"绿色"]
[827,"惠安县","霞光变10kV上村线921","东风村23#变","3506252801008001",338.612,"绿色"]
[828,"惠安县","霞光变10kV上村线921","东风村4#（沈厝）","QZHA03356",376.16,"绿色"]
[829,"惠安县","霞光变10kV竿林线922","恒大华府10#变","3504231801002210",504,"绿色"]
[830,"惠安县","霞光变10kV竿林线922","恒大华府2#变","3504231801000208",800,"绿色"]
[831,"惠安县","霞光变10kV竿林线922","恒大华府4#变","3504231801001261",800,"绿色"]
[832,"惠安县","霞光变10kV竿林线922","恒大华府6#变","3504231801001265",800,"绿色"]
[833,"惠安县","霞光变10kV竿林线922","恒大华府8#变","3504231801001268",800,"绿色"]
[834,"惠安县","霞光变10kV工农线925","恒丰花园#2变","3510232801004003",642.64,"绿色"]
[835,"惠安县","霞光变10kV工农线925","恒丰花园#4变","3510232801005001",526.89,"绿色"]
[836,"惠安县","霞光变10kV东风线924","鸿瑞小区#1变","3M80509000120188",836.54,"绿色"]
[837,"惠安县","霞光变10kV东风线924","鸿瑞小区#2变","3M80509000120189",800,"绿色"]
[838,"惠安县","霞光变10kV东风线924","鸿瑞小区#3变","3M80509000120190",851.36,"绿色"]
[839,"惠安县","霞光变10kV东风线924","鸿瑞小区#4变","3M80509000120191",800,"绿色"]
[840,"惠安县","霞光变10kV工农线925","华诚国际#1变","3M80509000060918",631.9,"绿色"]
[841,"惠安县","霞光变10kV工农线925","华诚国际#3变","3M80509000060921",559.2,"绿色"]
[842,"惠安县","霞光变10kV工农线925","华诚国际#5变","3M80509000060924",603.62,"绿色"]
[843,"惠安县","霞光变10kV上村线921","惠安县螺阳镇人民政府城南新区A1地块配电室（四遥）城南新区A1地块2#配变","3M80509000030799",418.368,"绿色"]
[844,"惠安县","霞光变10kV上村线921","惠安县螺阳镇人民政府城南新区A1地块配电室（四遥）城南新区A1地块4#配变","3M80509000030801",400,"绿色"]
[845,"惠安县","霞光变10kV上村线921","嘉禾万璟苑1#配电室2#变","3512241601000003",628.6,"黄色"]
[846,"惠安县","霞光变10kV上村线921","嘉禾万璟苑1#配电室4#变","3512241601000004",640.45,"绿色"]
[847,"惠安县","霞光变10kV上村线921","嘉禾万璟苑2#配电室2#变","3512241601000006",644.56,"绿色"]
[848,"惠安县","霞光变10kV上村线921","嘉禾万璟苑3#配电室2#变","3512241601000009",504,"绿色"]
[849,"惠安县","霞光变10kV上村线921","嘉禾万璟苑3#配电室4#变","3512241601000010",504,"绿色"]
[850,"惠安县","霞光变10kV上村线921","嘉禾万璟苑4#配电室2#变","3512241601000012",504,"绿色"]
[851,"惠安县","霞光变10kV上村线921","嘉禾万璟苑4#配电室4#变","3512241601000014",627.37,"黄色"]
[852,"惠安县","霞光变10kV上村线921","嘉禾万璟苑5#配电室2#变","3512241601005003",640,"绿色"]
[853,"惠安县","霞光变10kV上村线921","嘉禾万璟苑5#配电室4#变","3512241601000015",640,"绿色"]
[854,"惠安县","霞光变10kV竿林线922","嘉惠片区B地块配电室2#变","3M80509000022622",504,"绿色"]
[855,"惠安县","霞光变10kV竿林线922","嘉惠片区B地块配电室3#变","3M80509000022623",558.864,"绿色"]
[856,"惠安县","霞光变10kV竿林线922","嘉惠片区B地块配电室4#变","3M80509000022624",504,"绿色"]
[857,"惠安县","霞光变10kV上村线921","剑桥学苑#2变","3M80509000066240",800,"绿色"]
[858,"惠安县","霞光变10kV上村线921","剑桥学苑#3变","3M80509000066242",921.29,"绿色"]
[859,"惠安县","霞光变10kV上村线921","剑桥学苑#4变","3M80509000066244",800,"绿色"]
[860,"惠安县","霞光变10kV上村线921","剑桥学苑#5变","3M80509000063013",849.08,"绿色"]
[861,"惠安县","霞光变10kV上村线921","剑桥学苑#6变","3M80509000066253",800,"绿色"]
[862,"惠安县","霞光变10kV竿林线922","林口村8#变","3M80509000074006",323.144,"绿色"]
[863,"惠安县","霞光变10kV上村线921","螺阳人民政府A地块1#变","3M80509000036459",444.736,"绿色"]
[864,"惠安县","霞光变10kV上村线921","螺阳人民政府A地块3#变","3M80509000036461",731.14,"绿色"]
[865,"惠安县","霞光变10kV工农线925","螺阳镇工农村11#变","3M80509000045980",117.908,"黄色"]
[866,"惠安县","霞光变10kV工农线925","螺阳镇工农村4#变","QZHA03339",265.08,"绿色"]
[867,"惠安县","霞光变10kV东风线924","瑞丰房地产#10变","3M80509000066425",735.88,"绿色"]
[868,"惠安县","霞光变10kV东风线924","瑞丰房地产#7变","3M80509000066422",853.79,"绿色"]
[869,"惠安县","霞光变10kV东风线924","瑞丰房地产#8变","3M80509000066423",864.35,"绿色"]
[870,"惠安县","霞光变10kV东风线924","瑞丰房地产#9变","3M80509000066424",640,"绿色"]
[871,"惠安县","霞光变10kV东风线924","瑞丰房地产1#变","3M80509000022362",657.28,"绿色"]
[872,"惠安县","霞光变10kV东风线924","瑞丰房地产11#变","3M80509000109110",810.26,"绿色"]
[873,"惠安县","霞光变10kV东风线924","瑞丰房地产12#变","3M80509000109111",800,"绿色"]
[874,"惠安县","霞光变10kV东风线924","瑞丰房地产13#变","3M80509000109112",851.09,"绿色"]
[875,"惠安县","霞光变10kV东风线924","瑞丰房地产2#变","3M80509000022363",676,"绿色"]
[876,"惠安县","霞光变10kV东风线924","瑞丰房地产3#变","3M80509000022364",504,"绿色"]
[877,"惠安县","霞光变10kV东风线924","瑞丰房地产4#变","3M80509000022365",560.84,"绿色"]
[878,"惠安县","霞光变10kV东风线924","瑞丰房地产5#变","3M80509000022366",555.88,"绿色"]
[879,"惠安县","霞光变10kV东风线924","瑞丰房地产6#变","3M80509000022367",504,"绿色"]
[880,"惠安县","霞光变10kV禹州线923","世纪名居#2变","3M80509000141183",663.25,"绿色"]
[881,"惠安县","霞光变10kV禹州线923","世纪名居#4变","3M80509000141185",640,"绿色"]
[882,"惠安县","霞光变10kV禹州线923","世纪名居#6变","3M80509000141187",665.86,"绿色"]
[883,"惠安县","霞光变10kV禹州线923","世纪名居#8变","3M80509000141189",640,"绿色"]
[884,"惠安县","霞光变10kV上村线921","天著#1变","3503231301003103",680.05,"绿色"]
[885,"惠安县","霞光变10kV上村线921","天著#3变","3503231301001087",648.1,"绿色"]
[886,"惠安县","霞光变10kV工农线925","维斯财富中心1#变","3M80509000032076",840.74,"绿色"]
[887,"惠安县","霞光变10kV工农线925","霞光1#变","QZHA03121",363.008,"绿色"]
[888,"惠安县","霞光变10kV工农线925","霞光2#变","QZHA03390",172.436,"黄色"]
[889,"惠安县","霞光变10kV上村线921","霞光8#变","QZHA03568",171.376,"绿色"]
[890,"惠安县","霞光变10kV上村线921","霞光充电站2#箱变","3M80509000127076",504.5,"绿色"]
[891,"惠安县","霞光变10kV上村线921","霞光充电站3#箱变","3M80509000144759",450.82,"黄色"]
[892,"惠安县","霞光变10kV竿林线922","霞光充电站4#箱变","3M80509000144760",506.64,"绿色"]
[893,"惠安县","霞光变10kV广海线926","霞光村10#变","3511242501012033",262.632,"绿色"]
[894,"惠安县","霞光变10kV广海线926","霞光村11#变","3511242001004017",210.744,"绿色"]
[895,"惠安县","霞光变10kV工农线925","霞光村3","QZHA03226",246.68,"黄色"]
[896,"惠安县","霞光变10kV工农线925","霞光村7#变","QZHA03544",173.236,"绿色"]
[897,"惠安县","霞光变10kV工农线925","霞光村9#变","3505241601004026",351.164,"绿色"]
[898,"惠安县","霞光变10kV上村线921","霞光村北二B区#1变","3M80509000013908",504,"绿色"]
[899,"惠安县","霞光变10kV上村线921","霞光村北二B区#2变","0001757514",602.52,"绿色"]
[900,"惠安县","霞光变10kV上村线921","霞光村北二区#1变","3M80509000013909",504,"绿色"]
[901,"惠安县","霞光变10kV竿林线922","霞光村北二区#2变","0001757513",504,"绿色"]
[902,"惠安县","霞光变10kV竿林线922","霞光村北一B区#1变","0001757512",570.46,"绿色"]
[903,"惠安县","霞光变10kV上村线921","霞光村北一区#1变","0001757511",691,"绿色"]
[904,"惠安县","霞光变10kV竿林线922","新景悦城#10变","3M80509000000426",644.59,"绿色"]
[905,"惠安县","霞光变10kV竿林线922","新景悦城#1变","3M80509000000417",669.25,"绿色"]
[906,"惠安县","霞光变10kV竿林线922","新景悦城#3变","3M80509000000419",643.33,"绿色"]
[907,"惠安县","霞光变10kV竿林线922","新景悦城#6变","3M80509000000422",653.04,"绿色"]
[908,"惠安县","霞光变10kV竿林线922","新景悦城#8变","3M80509000000424",650.71,"绿色"]
[909,"惠安县","霞光变10kV竿林线922","新景悦城站用1变","3501231001003682",24,"绿色"]
[910,"惠安县","霞光变10kV东风线924","新景悦府#2配电室#6变","3M80509000096833",859.82,"绿色"]
[911,"惠安县","霞光变10kV东风线924","新景悦府#2配电室#8变","3M80509000096835",800,"绿色"]
[912,"惠安县","霞光变10kV东风线924","新景悦府开闭所兼#1配电室#2变","3M80509000096829",871.7,"绿色"]
[913,"惠安县","霞光变10kV东风线924","新景悦府开闭所兼#1配电室#4变","3M80509000096831",800,"绿色"]
[914,"惠安县","霞光变10kV工农线925","洋坑1#安置房1#变","QZHA2206505",504,"绿色"]
[915,"惠安县","霞光变10kV工农线925","洋坑1#安置房2#变","QZHA2230990",504,"绿色"]
[916,"惠安县","霞光变10kV工农线925","洋坑1#变","QZHA03340",84.484,"黄色"]
[917,"惠安县","霞光变10kV工农线925","洋坑6#（螺阳）","QZHA03546",35.824,"黄色"]
[918,"惠安县","霞光变10kV工农线925","洋坑7#变","QZHA03688",263.96,"黄色"]
[919,"惠安县","霞光变10kV工农线925","洋坑8#变","3M80509000045979",231.944,"黄色"]
[920,"惠安县","霞光变10kV工农线925","洋坑村10#变","3M80509000115889",65.192,"黄色"]
[921,"惠安县","霞光变10kV东风线924","阳光至尊公馆1#变","3M80509000131925",510.84,"绿色"]
[922,"惠安县","霞光变10kV东风线924","阳光至尊公馆3#变","3M80509000131931",544.78,"绿色"]
[923,"惠安县","霞光变10kV广海线926","阳光至尊花园#1变","3M80509000078593",837.32,"绿色"]
[924,"惠安县","霞光变10kV广海线926","阳光至尊花园#2变","3M80509000078594",800,"绿色"]
[925,"惠安县","霞光变10kV东风线924","禹洲地产1#配变","3M80509000030176",738.4,"绿色"]
[926,"惠安县","霞光变10kV禹州线923","禹洲地产2#配变","3M80509000030177",744.46,"绿色"]
[927,"惠安县","霞光变10kV东风线924","禹洲地产3#配变","3M80509000030178",712,"绿色"]
[928,"惠安县","霞光变10kV东风线924","禹洲地产4#配变","3M80509000030179",664.57,"绿色"]
[929,"惠安县","霞光变10kV禹州线923","禹洲地产5#配变","3M80509000030180",668.14,"绿色"]
[930,"惠安县","霞光变10kV禹州线923","禹洲地产6#配变","3M80509000030181",679.96,"绿色"]
[931,"惠安县","霞光变10kV东风线924","禹洲温莎美地1#变","3M80509000026922",821.504,"绿色"]
[932,"惠安县","霞光变10kV禹州线923","禹洲温莎美地2#变","3M80509000026923",831.512,"绿色"]
[933,"惠安县","霞光变10kV禹州线923","禹洲温莎美地3#变","3M80509000026924",697.936,"绿色"]
[934,"惠安县","霞光变10kV东风线924","禹洲温莎美地4#变","3M80509000026925",688.6,"绿色"]
[935,"惠安县","霞光变10kV禹州线923","禹洲温莎美地5#变","3M80509000026926",680.464,"绿色"]
[936,"惠安县","霞光变10kV东风线924","禹洲温莎美地6#变","3M80509000026927",698.344,"绿色"]
[937,"惠安县","霞光变10kV广海线926","状元华府小区开闭所兼配电室2#变","3503250401008003",504,"绿色"]
[938,"惠安县","霞光变10kV东风线924","璀璨壹号#2变","3M80509000113832",640,"绿色"]
[939,"惠安县","霞光变10kV东风线924","璀璨壹号#4变","3M80509000113834",670.18,"绿色"]
[940,"惠安县","霞光变10kV东风线924","璀璨壹号#6变","3M80509000113836",670.39,"绿色"]
[941,"惠安县","霞光变10kV豪苑线932","10kV金石花园小区#3变","3M80509000059126",733.12,"绿色"]
[942,"惠安县","霞光变10kV豪苑线932","10kV金石花园小区#6变","3504232401003028",848.03,"绿色"]
[943,"惠安县","霞光变10kV万盛线936","百汇二期#1变","3M80509000087287",504.3,"绿色"]
[944,"惠安县","霞光变10kV万盛线936","百汇二期#2变","3M80509000087288",504,"绿色"]
[945,"惠安县","霞光变10kV万盛线936","百汇二期#3变","3M80509000087289",541.64,"绿色"]
[946,"惠安县","霞光变10kV万盛线936","百汇二期#4变","3M80509000087290",504,"绿色"]
[947,"惠安县","霞光变10kV万盛线936","滨江国际二期配电室#6变","3M80509000040581",727.024,"绿色"]
[948,"惠安县","霞光变10kV万盛线936","滨江国际二期配电室#8变","3M80509000040582",694.24,"绿色"]
[949,"惠安县","霞光变10kV万盛线936","滨江国际一期配电室#2变","3M80509000040579",722.104,"绿色"]
[950,"惠安县","霞光变10kV万盛线936","滨江国际一期配电室#4变","3M80509000040580",862.576,"绿色"]
[951,"惠安县","霞光变10kV万盛线936","东关4#变","0001735506",4.03200000000001,"黄色"]
[952,"惠安县","霞光变10kV东南线933","东南北苑1#配电室2#主变","3M80509000067798",800,"绿色"]
[953,"惠安县","霞光变10kV东南线933","东南北苑1#配电室4#主变","3M80509000067801",676.51,"绿色"]
[954,"惠安县","霞光变10kV东南线933","东南南苑#1变","3M80509000067790",1036.81,"绿色"]
[955,"惠安县","霞光变10kV东南线933","东南南苑#3变","3M80509000067792",1061.92,"绿色"]
[956,"惠安县","霞光变10kV东南线933","东南南苑#4变","3M80509000067793",1057.45,"绿色"]
[957,"惠安县","霞光变10kV东南线933","东南南苑#5变","3M80509000067794",1222.45,"绿色"]
[958,"惠安县","霞光变10kV东南线933","东南南苑#6变","3M80509000067795",1000,"绿色"]
[959,"惠安县","霞光变10kV豪苑线932","福建百宏房地产开发有限公司（奥林水岸1#变）","3M80509000041579",803.152,"绿色"]
[960,"惠安县","霞光变10kV豪苑线932","福建百宏房地产开发有限公司（奥林水岸2#变）","3M80509000041580",640,"绿色"]
[961,"惠安县","霞光变10kV豪苑线932","福建百宏房地产开发有限公司（奥林水岸3#变）","3M80509000042180",640,"绿色"]
[962,"惠安县","霞光变10kV豪苑线932","福建百宏房地产开发有限公司（奥林水岸4#变）","3M80509000042181",724.048,"绿色"]
[963,"惠安县","霞光变10kV万盛线936","福建聚星投资有限公司2#变","3M80509000061008",846.46,"绿色"]
[964,"惠安县","霞光变10kV万盛线936","福建聚星投资有限公司4#变","3M80509000061010",813.97,"绿色"]
[965,"惠安县","霞光变10kV万盛线936","惠安中总房地产开发有限公司(3#)","3M80509000040585",724.384,"绿色"]
[966,"惠安县","霞光变10kV万盛线936","惠安中总房地产开发有限公司(4#)","3M80509000040561",667.96,"绿色"]
[967,"惠安县","霞光变10kV万盛线936","惠安中总房地产开发有限公司（1#变）","3M80509000040559",767.056,"绿色"]
[968,"惠安县","霞光变10kV万盛线936","惠安中总房地产开发有限公司（2#变）","3M80509000040560",713.872,"绿色"]
[969,"惠安县","霞光变10kV恒大线931","嘉惠片区D地块1#变","3M80509000022625",511.08,"绿色"]
[970,"惠安县","霞光变10kV恒大线931","嘉惠片区D地块2#变","3M80509000022626",504,"绿色"]
[971,"惠安县","霞光变10kV万盛线936","聚星国际城A地块二期1#变","3M80509000122368",821.66,"绿色"]
[972,"惠安县","霞光变10kV万盛线936","聚星国际城A地块二期3#变","3M80509000122370",874.88,"绿色"]
[973,"惠安县","霞光变10kV万盛线936","聚星国际城A地块二期5#变","3M80509000122372",685.84,"绿色"]
[974,"惠安县","霞光变10kV君临线935","科山花园一期#2变","3504231201001132",687.37,"绿色"]
[975,"惠安县","霞光变10kV君临线935","科山花园一期#4变","3M80509000145760",697.06,"绿色"]
[976,"惠安县","霞光变10kV君临线935","科山花园一期#5变","3504231201002188",640,"绿色"]
[977,"惠安县","霞光变10kV万盛线936","螺城镇霞东村安置房1#变","3M80509000026836",253.312,"黄色"]
[978,"惠安县","霞光变10kV万盛线936","螺城镇霞东村安置房2#变","3M80509000026837",413.824,"黄色"]
[979,"惠安县","霞光变10kV恒大线931","闽南建工#2配电室#1变","3504251601002017",320,"绿色"]
[980,"惠安县","霞光变10kV恒大线931","闽南建工大厦#1变","3M80509000082057",884.72,"绿色"]
[981,"惠安县","霞光变10kV恒大线931","闽南建工大厦#3变","3M80509000082059",702.82,"绿色"]
[982,"惠安县","霞光变10kV万盛线936","霞东1#变","QZHA03350",170.072,"黄色"]
[983,"惠安县","霞光变10kV万盛线936","霞东2#","QZHA03098",104.016,"黄色"]
[984,"惠安县","霞光变10kV万盛线936","霞东3#变","QZHA03635",175.476,"黄色"]
[985,"惠安县","霞光变10kV万盛线936","霞东6#变","3M80509000070639",23.132,"黄色"]
[986,"惠安县","霞光变10kV万盛线936","霞东村 9#变","3508250401009006",108.896,"黄色"]
[987,"惠安县","霞光变10kV万盛线936","霞东村7#变","3M80509000128488",116.012,"黄色"]
[988,"惠安县","霞光变10kV万盛线936","霞东村8#变","3504241101000018",228.188,"黄色"]
[989,"惠安县","霞光变10kV恒大线931","霞光充电站1#箱变霞光公变1#变","3M80509000144758",504,"绿色"]
[990,"惠安县","霞光变10kV恒大线931","新景悦城#2变","3M80509000000418",661.78,"绿色"]
[991,"惠安县","霞光变10kV恒大线931","新景悦城#4变","3M80509000000420",652.96,"绿色"]
[992,"惠安县","霞光变10kV恒大线931","新景悦城#5变","3M80509000000421",513.76,"绿色"]
[993,"惠安县","霞光变10kV恒大线931","新景悦城#7变","3M80509000000427",645.64,"绿色"]
[994,"惠安县","霞光变10kV恒大线931","新景悦城#9变","3M80509000000425",653.35,"绿色"]
[995,"惠安县","霞光变10kV恒大线931","新景悦城站用#2变","3501231001001700",24,"绿色"]
[996,"惠安县","霞光变10kV坑内线944","璟禾府#1变","3M80509000145194",645.07,"绿色"]
[997,"惠安县","霞光变10kV坑内线944","璟禾府#3变","3M80509000145195",643.81,"绿色"]
[998,"惠安县","霞光变10kV坑内线944","城南新区安置区C区1#变","3M80509000027818",515.08,"绿色"]
[999,"惠安县","霞光变10kV坑内线944","城南新区安置区C区2#变","3M80509000027820",530.78,"绿色"]
[1000,"惠安县","霞光变10kV坑内线944","东风16#变","3M80509000044979",334.808,"绿色"]
[1001,"惠安县","霞光变10kV坑内线944","东风村1#（前宅）","QZHA03345",95.84,"黄色"]
[1002,"惠安县","霞光变10kV坑内线944","东风村2#（上村）","QZHA03221",335.58,"绿色"]
[1003,"惠安县","霞光变10kV一中线943","东南4#变","0002043974",558.672,"绿色"]
[1004,"惠安县","霞光变10kV一中线943","东南社区#1箱变东南社区#1","0002224633",541.52,"绿色"]
[1005,"惠安县","霞光变10kV一中线943","东南社区#2箱变东南社区#2","0002268017",560.2,"绿色"]
[1006,"惠安县","霞光变10kV一中线943","福建省惠安东南房地产有限公司（东南豪苑2#变）","3M80509000055184",799.12,"绿色"]
[1007,"惠安县","霞光变10kV一中线943","福建省惠安东南房地产有限公司（东南豪苑4#变）","3M80509000055186",760.18,"绿色"]
[1008,"惠安县","霞光变10kV下园线942","海城(园林)天下#1变","3M80509000029999",964.67,"绿色"]
[1009,"惠安县","霞光变10kV下园线942","海城(园林)天下5#变","3M80509000030003",853.76,"绿色"]
[1010,"惠安县","霞光变10kV启明线941","惠泉安置区AB地块小区1#配电室1#变","3508242801008008",648.34,"绿色"]
[1011,"惠安县","霞光变10kV启明线941","惠泉安置区AB地块小区1#配电室3#变","3508242801008009",504.48,"绿色"]
[1012,"惠安县","霞光变10kV启明线941","惠泉安置区AB地块小区2#配电室1#变","3508242801021003",507.78,"绿色"]
[1013,"惠安县","霞光变10kV启明线941","惠泉安置区AB地块小区3#配电室1#变","3508242801008010",651.64,"绿色"]
[1014,"惠安县","霞光变10kV启明线941","惠泉安置区AB地块小区3#配电室3#变","3508242801021004",504,"绿色"]
[1015,"惠安县","霞光变10kV启明线941","惠泉安置区AB地块小区4#配电室1#变","3508242801021005",641.02,"绿色"]
[1016,"惠安县","霞光变10kV启明线941","惠泉安置区AB地块小区4#配电室3#变","3508242801008012",640,"绿色"]
[1017,"惠安县","霞光变10kV启明线941","惠泉安置区AB地块小区5#配电室1#变","3508242801021010",644.62,"绿色"]
[1018,"惠安县","霞光变10kV启明线941","惠泉安置区AB地块小区5#配电室3#变","3508242801021012",640,"绿色"]
[1019,"惠安县","霞光变10kV启明线941","惠泉安置区AB地块小区6#配电室1#变","3508242801021013",640.78,"绿色"]
[1020,"惠安县","霞光变10kV启明线941","惠泉安置区AB地块小区6#配电室3#变","3508242801021015",504.66,"绿色"]
[1021,"惠安县","霞光变10kV启明线941","惠泉安置区AB地块小区7#配电室1#变","3508242801008018",642.01,"绿色"]
[1022,"惠安县","霞光变10kV启明线941","惠泉安置区AB地块小区7#配电室3#变","3508242801021017",656.2,"绿色"]
[1023,"惠安县","霞光变10kV下园线942","惠泉安置区C地块小区3#配电室1#变","3507240101005009",509.76,"绿色"]
[1024,"惠安县","霞光变10kV下园线942","惠泉安置区C地块小区3#配电室3#变","3507240101005010",652.36,"绿色"]
[1025,"惠安县","霞光变10kV下园线942","惠泉安置区C地块小区4#配电室1#变","3507240101005011",504.15,"绿色"]
[1026,"惠安县","霞光变10kV下园线942","惠泉安置区C地块小区4#配电室3#变","3507240101005012",504.21,"绿色"]
[1027,"惠安县","霞光变10kV坑内线944","嘉禾万璟苑1#配电室1#变","3512241601000001",640.06,"绿色"]
[1028,"惠安县","霞光变10kV坑内线944","嘉禾万璟苑1#配电室3#变","3512241601000002",640,"绿色"]
[1029,"惠安县","霞光变10kV坑内线944","嘉禾万璟苑2#配电室1#变","3512241601000005",631.84,"黄色"]
[1030,"惠安县","霞光变10kV坑内线944","嘉禾万璟苑3#配电室1#变","3512241601000007",513.98,"绿色"]
[1031,"惠安县","霞光变10kV坑内线944","嘉禾万璟苑3#配电室3#变","3512241601000008",504,"绿色"]
[1032,"惠安县","霞光变10kV坑内线944","嘉禾万璟苑4#配电室1#变","3512241601000011",504,"绿色"]
[1033,"惠安县","霞光变10kV坑内线944","嘉禾万璟苑4#配电室3#变","3512241601000013",640.18,"绿色"]
[1034,"惠安县","霞光变10kV坑内线944","嘉禾万璟苑5#配电室1#变","3512241601005001",640,"绿色"]
[1035,"惠安县","霞光变10kV坑内线944","嘉禾万璟苑5#配电室3#变","3512241601005002",649.03,"绿色"]
[1036,"惠安县","霞光变10kV一中线943","丽璟天成#2变","3501241601005005",752.35,"绿色"]
[1037,"惠安县","霞光变10kV一中线943","丽璟天成#3变","3501241601005006",680.29,"绿色"]
[1038,"惠安县","霞光变10kV一中线943","丽璟天成#5变","3501241601007004",671.23,"绿色"]
[1039,"惠安县","霞光变10kV坑内线944","螺阳人民政府A地块2#变","3M80509000036460",400,"绿色"]
[1040,"惠安县","霞光变10kV坑内线944","螺阳人民政府A地块4#变","3M80509000039262",640,"绿色"]
[1041,"惠安县","霞光变10kV坑内线944","唐宁湖郡#10变","3M80509000095638",640,"绿色"]
[1042,"惠安县","霞光变10kV坑内线944","唐宁湖郡#1变","3M80509000095629",686.32,"绿色"]
[1043,"惠安县","霞光变10kV坑内线944","唐宁湖郡#3变","3M80509000095631",866.99,"绿色"]
[1044,"惠安县","霞光变10kV坑内线944","唐宁湖郡#5变","3M80509000095633",908.96,"绿色"]
[1045,"惠安县","霞光变10kV坑内线944","唐宁湖郡#6变","3M80509000095634",800,"绿色"]
[1046,"惠安县","霞光变10kV坑内线944","唐宁湖郡#8变","3M80509000095636",640,"绿色"]
[1047,"惠安县","霞光变10kV坑内线944","天著#2变","3503231301001085",659.35,"绿色"]
[1048,"惠安县","霞光变10kV坑内线944","天著#4变","3503231301002096",662.89,"绿色"]
[1049,"惠安县","霞光变10kV下园线942","霞张#12箱式变变压器","3M80509000009782",551.28,"绿色"]
[1050,"惠安县","霞光变10kV下园线942","霞张#13箱式变","3M80509000020241",524.6,"绿色"]
[1051,"惠安县","霞光变10kV下园线942","霞张#14箱式变","3M80509000020242",522.66,"绿色"]
[1052,"惠安县","霞光变10kV下园线942","霞张#3箱式变","QZHA02119",566.6,"绿色"]
[1053,"惠安县","霞光变10kV下园线942","霞张#8箱式变","0002360023",539.28,"绿色"]
[1054,"惠安县","霞光变10kV下园线942","霞张#9箱式变","0002413510",576.36,"绿色"]
[1055,"惠安县","霞光变10kV下园线942","霞张21#箱式变","3M80509000045359",515.76,"绿色"]
[1056,"惠安县","霞光变10kV下园线942","霞张社区#20箱式变","3M80509000040899",519.52,"绿色"]
[1057,"惠安县","霞光变10kV下园线942","霞张社区1#变","3M80509000046699",561.4,"绿色"]
[1058,"惠安县","霞光变10kV一中线943","新景城#2变","3M80509000011561",800,"绿色"]
[1059,"惠安县","霞光变10kV南江线945","洋坑村12#变","3M80509000119631",193.952,"黄色"]
[1060,"惠安县","霞光变10kV启明线941","中新社区#1箱式变","3M80509000016023",554.92,"绿色"]
[1061,"惠安县","霞光变10kV坑内线944","佐岸香筑#1变","3M80509000121888",673.93,"绿色"]
[1062,"惠安县","霞光变10kV坑内线944","佐岸香筑#2变","3M80509000121889",640,"绿色"]
[1063,"惠安县","霞光变10kV坑内线944","佐岸香筑#3变","3M80509000121890",504,"绿色"]
[1064,"惠安县","霞光变10kV坑内线944","佐岸香筑#4变","3M80509000121891",545.88,"绿色"]
[1065,"惠安县","霞光变10kV坑内线944","佐岸香筑#5变","3M80509000121892",504,"绿色"]
[1066,"惠安县","霞光变10kV坑内线944","佐岸香筑#6变","3M80509000121893",521.2,"绿色"]
[1067,"惠安县","霞光变10kV坑内线944","佐岸香筑10#B地块#1变","3M80509000131785",674.32,"绿色"]
[1068,"惠安县","霞光变10kV坑内线944","佐岸香筑10#B地块#2变","3M80509000131784",640,"绿色"]
[1069,"惠安县","霞光变10kV坑内线944","佐岸香筑10#B地块#3变","3M80509000131786",640,"绿色"]
[1070,"惠安县","霞光变10kV坑内线944","佐岸香筑10#B地块#4变","3M80509000131787",654.16,"绿色"]
[1071,"惠安县","霞光变10kV坑内线944","佐岸香筑10#B地块#5变","3M80509000131788",640,"绿色"]
[1072,"惠安县","霞光变10kV坑内线944","佐岸香筑10#B地块#6变","3M80509000131789",640,"绿色"]
[1073,"惠安县","溪西变10kV匹克线621","10kV煌泰城1#变","0002319512",640,"绿色"]
[1074,"惠安县","溪西变10kV钱塘线614","10kV煌泰城2#变","0002319513",711.62,"绿色"]
[1075,"惠安县","溪西变10kV匹克线621","10kV煌泰城3#变","0002319515",640,"绿色"]
[1076,"惠安县","溪西变10kV钱塘线614","10kV煌泰城4#变","0002319516",668.88,"绿色"]
[1077,"惠安县","溪西变10kV前吴线615","10kV禹洲地产（泉州）有限公司1#变","3M80509000041958",604.66,"绿色"]
[1078,"惠安县","溪西变10kV前吴线615","10kV禹洲地产（泉州）有限公司3#变","3M80509000041987",576.1,"绿色"]
[1079,"惠安县","溪西变10kV前吴线615","G地块1#变","3M80509000028336",416.192,"绿色"]
[1080,"惠安县","溪西变10kV前吴线615","G地块2#变","3M80509000028337",400,"绿色"]
[1081,"惠安县","溪西变10kV后窑线610","东风13#变","3M80509000020421",242.036,"黄色"]
[1082,"惠安县","溪西变10kV后窑线610","东风5#变","QZHA03355",146.98,"黄色"]
[1083,"惠安县","溪西变10kV后窑线610","东风8#变","QZHA0001169505",101.744,"黄色"]
[1084,"惠安县","溪西变10kV后窑线610","东风9#变","QZHA01941710",94.512,"黄色"]
[1085,"惠安县","溪西变10kV前吴线615","东风村18#变","3504241101005015",263.456,"黄色"]
[1086,"惠安县","溪西变10kV后窑线610","东风村20#变","3503232701002310",229.892,"黄色"]
[1087,"惠安县","溪西变10kV前吴线615","东风村3#变（蔡庄）","QZHA03354",254.876,"黄色"]
[1088,"惠安县","溪西变10kV后窑线610","东风村7#变","QZHA03351",166.24,"黄色"]
[1089,"惠安县","溪西变10kV前吴线615","东风村南三区配电室#1变","0001757510",552.04,"绿色"]
[1090,"惠安县","溪西变10kV后窑线610","恒丰花园#1变","3510232801004001",647.38,"绿色"]
[1091,"惠安县","溪西变10kV后窑线610","恒丰花园#3变","3510232801004002",509.46,"绿色"]
[1092,"惠安县","溪西变10kV前吴线615","惠安县螺阳镇人民政府城南新区A1地块配电室（四遥）城南新区A1地块1#配变","3M80509000030798",400,"绿色"]
[1093,"惠安县","溪西变10kV前吴线615","惠安县螺阳镇人民政府城南新区A1地块配电室（四遥）城南新区A1地块3#配变","3M80509000030800",437.024,"绿色"]
[1094,"惠安县","溪西变10kV梧塘线613","惠贤居小区1#配电室2#变","3503250501008003",640,"绿色"]
[1095,"惠安县","溪西变10kV前吴线615","剑桥学苑#1变","3M80509000063012",852.47,"绿色"]
[1096,"惠安县","溪西变10kV前吴线615","剑桥学苑#7变","3M80509000066254",962.9,"绿色"]
[1097,"惠安县","溪西变10kV前吴线615","剑桥学苑#8变","3M80509000063014",800,"绿色"]
[1098,"惠安县","溪西变10kV溪东线611","螺阳镇蔡厝村1#变","QZHA15089",197.72,"黄色"]
[1099,"惠安县","溪西变10kV溪东线611","螺阳镇蔡厝村2#变","QZHA15088",93.968,"黄色"]
[1100,"惠安县","溪西变10kV溪东线611","螺阳镇蔡厝村3#变","QZHA15252",296.148,"绿色"]
[1101,"惠安县","溪西变10kV溪东线611","螺阳镇蔡厝村5#变","QZHA1947667",44.328,"黄色"]
[1102,"惠安县","溪西变10kV溪东线611","螺阳镇蔡厝村6#变","3M80509000024670",231.968,"黄色"]
[1103,"惠安县","溪西变10kV溪东线611","螺阳镇蔡厝村7#变","3M80509000028718",158.72,"黄色"]
[1104,"惠安县","溪西变10kV溪东线611","螺阳镇蔡厝村8#变","3M80509000070704",268.22,"黄色"]
[1105,"惠安县","溪西变10kV溪东线611","螺阳镇蔡厝村9#变","3M80509000062908",268.904,"黄色"]
[1106,"惠安县","溪西变10kV匹克线621","螺阳镇工农村15#变","3506230701005040",236.312,"黄色"]
[1107,"惠安县","溪西变10kV匹克线621","螺阳镇工农村17#变","3509240501025008",0,"红色"]
[1108,"惠安县","溪西变10kV匹克线621","螺阳镇工农村2#变","QZHA03023",174.54,"黄色"]
[1109,"惠安县","溪西变10kV匹克线621","螺阳镇工农村5#变","QZHA03365",35.672,"黄色"]
[1110,"惠安县","溪西变10kV匹克线621","螺阳镇工农村9#变","3M80509000011486",101.712,"黄色"]
[1111,"惠安县","溪西变10kV五音线617","螺阳镇后田村1#变","QZHA03323",98.684,"黄色"]
[1112,"惠安县","溪西变10kV锦丰线612","螺阳镇后田村10#变","3M80509000061274",199.88,"黄色"]
[1113,"惠安县","溪西变10kV锦丰线612","螺阳镇后田村11#变","3M80509000038360",203.144,"黄色"]
[1114,"惠安县","溪西变10kV五音线617","螺阳镇后田村12#变","3M80509000070705",33.212,"黄色"]
[1115,"惠安县","溪西变10kV锦丰线612","螺阳镇后田村13#变","3M80509000069771",64,"绿色"]
[1116,"惠安县","溪西变10kV锦丰线612","螺阳镇后田村14#变","3M80509000069772",64.009,"绿色"]
[1117,"惠安县","溪西变10kV五音线617","螺阳镇后田村15#变","3M80509000132710",183.776,"黄色"]
[1118,"惠安县","溪西变10kV五音线617","螺阳镇后田村16#变","3M80509000143097",246.644,"黄色"]
[1119,"惠安县","溪西变10kV五音线617","螺阳镇后田村19#变","3512242001021013",336.26,"绿色"]
[1120,"惠安县","溪西变10kV五音线617","螺阳镇后田村2#变","QZHA03322",479.32,"黄色"]
[1121,"惠安县","溪西变10kV锦丰线612","螺阳镇后田村20#变","3508241901017005",456.42,"黄色"]
[1122,"惠安县","溪西变10kV五音线617","螺阳镇后田村3#变","QZHA03321",319.6,"黄色"]
[1123,"惠安县","溪西变10kV锦丰线612","螺阳镇后田村4#变","QZHA03320",0.312000000000012,"黄色"]
[1124,"惠安县","溪西变10kV锦丰线612","螺阳镇后田村5#变","QZHA03626",141.69,"黄色"]
[1125,"惠安县","溪西变10kV锦丰线612","螺阳镇后田村6#变","QZHA2404528",234.68,"黄色"]
[1126,"惠安县","溪西变10kV五音线617","螺阳镇后田村7#变","3M80509000017761",123.712,"黄色"]
[1127,"惠安县","溪西变10kV五音线617","螺阳镇后田村8#变","3M80509000011501",542.74,"绿色"]
[1128,"惠安县","溪西变10kV五音线617","螺阳镇后田村9#变","3M80509000020942",20.848,"黄色"]
[1129,"惠安县","溪西变10kV钱塘线614","螺阳镇金山村10#变","3M80509000018102",173.552,"黄色"]
[1130,"惠安县","溪西变10kV松星线619","螺阳镇金山村11#变","3M80509000046023",301.004,"黄色"]
[1131,"惠安县","溪西变10kV匹克线621","螺阳镇金山村13#变","3M80509000041144",295.4,"黄色"]
[1132,"惠安县","溪西变10kV万华线620","螺阳镇金山村15#变","3508231101004006",2.27600000000001,"黄色"]
[1133,"惠安县","溪西变10kV钱塘线614","螺阳镇金山村3#变","QZHA03007",154.592,"黄色"]
[1134,"惠安县","溪西变10kV松星线619","螺阳镇金山村5#变","QZHA03331",193.01,"黄色"]
[1135,"惠安县","溪西变10kV松星线619","螺阳镇金山村6#变","QZHA03039",104.084,"黄色"]
[1136,"惠安县","溪西变10kV匹克线621","螺阳镇金山村8#变","3M80509000010803",33.984,"黄色"]
[1137,"惠安县","溪西变10kV锦丰线612","螺阳镇锦丰村1#变","QZHA03317",178.33,"黄色"]
[1138,"惠安县","溪西变10kV锦丰线612","螺阳镇锦丰村2#变","QZHA03225",304.908,"绿色"]
[1139,"惠安县","溪西变10kV锦丰线612","螺阳镇锦丰村3#变","QZHA03178",189.84,"黄色"]
[1140,"惠安县","溪西变10kV锦丰线612","螺阳镇锦丰村4#变","3M80509000010783",11.012,"黄色"]
[1141,"惠安县","溪西变10kV锦丰线612","螺阳镇锦丰村5#变","3M80509000024841",55.948,"黄色"]
[1142,"惠安县","溪西变10kV锦丰线612","螺阳镇锦丰村6#变","3M80509000024842",173.176,"绿色"]
[1143,"惠安县","溪西变10kV锦丰线612","螺阳镇锦丰村7#变","3M80509000096708",251.372,"黄色"]
[1144,"惠安县","溪西变10kV锦丰线612","螺阳镇锦丰村8#变","3M80509000095728",218.3,"黄色"]
[1145,"惠安县","溪西变10kV匹克线621","螺阳镇联群村1#变","QZHA03329",191.416,"绿色"]
[1146,"惠安县","溪西变10kV万华线620","螺阳镇联群村11#变","3M80509000027896",227.744,"黄色"]
[1147,"惠安县","溪西变10kV匹克线621","螺阳镇联群村2#变","QZHA03330",147.94,"黄色"]
[1148,"惠安县","溪西变10kV五音线617","螺阳镇联群村3#变","QZHA03079",300.3,"黄色"]
[1149,"惠安县","溪西变10kV钱塘线614","螺阳镇钱塘村1#变","QZHA03004",209.456,"黄色"]
[1150,"惠安县","溪西变10kV钱塘线614","螺阳镇钱塘村2#变","QZHA03002",184.83,"黄色"]
[1151,"惠安县","溪西变10kV钱塘线614","螺阳镇钱塘村8#变","3M80509000143114",277.372,"黄色"]
[1152,"惠安县","溪西变10kV匹克线621","螺阳镇侨群村4#变","3M80509000016984",336.872,"绿色"]
[1153,"惠安县","溪西变10kV匹克线621","螺阳镇侨群村7#变","3M80509000058894",193.984,"黄色"]
[1154,"惠安县","溪西变10kV锦丰线612","螺阳镇上坂村#5变","QZHA03384",580.68,"绿色"]
[1155,"惠安县","溪西变10kV锦丰线612","螺阳镇上坂村#8变","QZHA2069974",421.36,"黄色"]
[1156,"惠安县","溪西变10kV五音线617","螺阳镇上坂村1#变","QZHA03168",234.07,"黄色"]
[1157,"惠安县","溪西变10kV五音线617","螺阳镇上坂村10#变","3M80509000044779",330.376,"绿色"]
[1158,"惠安县","溪西变10kV锦丰线612","螺阳镇上坂村11#变","3M80509000037940",342.164,"绿色"]
[1159,"惠安县","溪西变10kV五音线617","螺阳镇上坂村12#变","3M80509000066791",246.356,"黄色"]
[1160,"惠安县","溪西变10kV锦丰线612","螺阳镇上坂村13#变","3M80509000069193",257.48,"黄色"]
[1161,"惠安县","溪西变10kV五音线617","螺阳镇上坂村2#变","QZHA03167",166.032,"黄色"]
[1162,"惠安县","溪西变10kV锦丰线612","螺阳镇上坂村6#变","QZHA03489",164.464,"绿色"]
[1163,"惠安县","溪西变10kV五音线617","螺阳镇上坂村7#变","QZHA03621",91.484,"黄色"]
[1164,"惠安县","溪西变10kV万华线620","螺阳镇松光村1#变","QZHA03325",115.144,"黄色"]
[1165,"惠安县","溪西变10kV松星线619","螺阳镇松光村10#变","3M80509000046022",320,"绿色"]
[1166,"惠安县","溪西变10kV万华线620","螺阳镇松光村11#变","3504231801002086",150.956,"黄色"]
[1167,"惠安县","溪西变10kV万华线620","螺阳镇松光村12#变","3511230201004034",273.62,"黄色"]
[1168,"惠安县","溪西变10kV松星线619","螺阳镇松光村13#变","3504231201000297",297.764,"黄色"]
[1169,"惠安县","溪西变10kV松星线619","螺阳镇松光村14#变","3507232701004029",59.636,"黄色"]
[1170,"惠安县","溪西变10kV松星线619","螺阳镇松光村3#变","QZHA03357",27.068,"黄色"]
[1171,"惠安县","溪西变10kV松星线619","螺阳镇松光村4#变","QZHA03033",149.344,"黄色"]
[1172,"惠安县","溪西变10kV万华线620","螺阳镇松光村5#变","QZHA2227500",119.95,"黄色"]
[1173,"惠安县","溪西变10kV松星线619","螺阳镇松光村6#变","QZHA2048032",130.45,"黄色"]
[1174,"惠安县","溪西变10kV匹克线621","螺阳镇松光村7#变","3M80509000010841",185.028,"黄色"]
[1175,"惠安县","溪西变10kV松星线619","螺阳镇松光村9#变","3M80509000027347",131.84,"黄色"]
[1176,"惠安县","溪西变10kV松星线619","螺阳镇尾透村1#变","QZHA03313",178.24,"黄色"]
[1177,"惠安县","溪西变10kV松星线619","螺阳镇尾透村2#变","QZHA03034",347.648,"绿色"]
[1178,"惠安县","溪西变10kV松星线619","螺阳镇尾透村3#变","QZHA03678",205.968,"黄色"]
[1179,"惠安县","溪西变10kV松星线619","螺阳镇尾透村4#变","3M80509000012141",235.5,"黄色"]
[1180,"惠安县","溪西变10kV松星线619","螺阳镇尾透村5#变","3M80509000024854",114.648,"黄色"]
[1181,"惠安县","溪西变10kV松星线619","螺阳镇尾透村6#变","3M80509000065273",268.88,"黄色"]
[1182,"惠安县","溪西变10kV松星线619","螺阳镇尾透村7#变","3511241801012007",299.936,"黄色"]
[1183,"惠安县","溪西变10kV锦丰线612","螺阳镇梧宅村1#变","QZHA03369",91.008,"黄色"]
[1184,"惠安县","溪西变10kV锦丰线612","螺阳镇梧宅村4#变","3M80509000024541",181.348,"绿色"]
[1185,"惠安县","溪西变10kV锦丰线612","螺阳镇五音村1#变","QZHA03362",177.968,"黄色"]
[1186,"惠安县","溪西变10kV锦丰线612","螺阳镇五音村10#变","3M80509000050089",91.612,"黄色"]
[1187,"惠安县","溪西变10kV锦丰线612","螺阳镇五音村3#变","QZHA03008",19.48,"黄色"]
[1188,"惠安县","溪西变10kV锦丰线612","螺阳镇五音村4#变","QZHA03009",191.472,"黄色"]
[1189,"惠安县","溪西变10kV锦丰线612","螺阳镇五音村5#变","0001938588",308.128,"黄色"]
[1190,"惠安县","溪西变10kV锦丰线612","螺阳镇五音村6#变","QZHA2240239",115.06,"黄色"]
[1191,"惠安县","溪西变10kV前吴线615","南拓安置房二区配电室1#主变","0001757509",583.78,"绿色"]
[1192,"惠安县","溪西变10kV前吴线615","南拓安置房二区配电室2#主变","3M80509000026240",605.6,"绿色"]
[1193,"惠安县","溪西变10kV前吴线615","盘龙2#变","QZHA03582",78.28,"黄色"]
[1194,"惠安县","溪西变10kV前吴线615","盘龙4#变","3M80509000011483",106.692,"黄色"]
[1195,"惠安县","溪西变10kV前吴线615","盘龙5#变","3M80509000032616",0,"红色"]
[1196,"惠安县","溪西变10kV前吴线615","盘龙6#变","3M80509000069517",326.588,"绿色"]
[1197,"惠安县","溪西变10kV前吴线615","盘龙村1#变","QZHA03139",179.676,"黄色"]
[1198,"惠安县","溪西变10kV前吴线615","盘龙村3#变","QZHA03724",2.34399999999999,"黄色"]
[1199,"惠安县","溪西变10kV前吴线615","盘龙村7#变","3501240401005003",195.512,"黄色"]
[1200,"惠安县","溪西变10kV匹克线621","匹克奥林华庭#2变","3M80509000143393",824.36,"绿色"]
[1201,"惠安县","溪西变10kV匹克线621","匹克奥林华庭#4变","3M80509000143395",812.72,"绿色"]
[1202,"惠安县","溪西变10kV匹克线621","匹克奥林华庭#6变","3M80509000146492",646.36,"绿色"]
[1203,"惠安县","溪西变10kV匹克线621","匹克奥林华庭#8变","3M80509000146494",643.06,"绿色"]
[1204,"惠安县","溪西变10kV匹克线621","匹克房地产开发有限公司2#变","3M80509000014883",800,"绿色"]
[1205,"惠安县","溪西变10kV前吴线615","唐宁湖郡#11变","3M80509000095639",869.96,"绿色"]
[1206,"惠安县","溪西变10kV前吴线615","唐宁湖郡#12变","3M80509000095640",800,"绿色"]
[1207,"惠安县","溪西变10kV前吴线615","唐宁湖郡#2变","3M80509000095630",640,"绿色"]
[1208,"惠安县","溪西变10kV前吴线615","唐宁湖郡#4变","3M80509000095632",800,"绿色"]
[1209,"惠安县","溪西变10kV前吴线615","唐宁湖郡#7变","3M80509000095635",665.14,"绿色"]
[1210,"惠安县","溪西变10kV前吴线615","唐宁湖郡#9变","3M80509000095637",660.9,"绿色"]
[1211,"惠安县","溪西变10kV溪东线611","溪西5#变","QZHA03396",0,"红色"]
[1212,"惠安县","溪西变10kV溪东线611","溪西8#变","QZHA2086476",0,"红色"]
[1213,"惠安县","溪西变10kV溪东线611","溪西9#变","0002376545",20.22,"黄色"]
[1214,"惠安县","溪西变10kV前吴线615","霞埔4#变","QZHA1947665",169.216,"黄色"]
[1215,"惠安县","溪西变10kV前吴线615","下埔村16#变","3507243001005003",327.932,"绿色"]
[1216,"惠安县","溪西变10kV前吴线615","下埔村2#","QZHA03137",55.064,"黄色"]
[1217,"惠安县","溪西变10kV前吴线615","下埔村6#变","3M80509000061404",0,"红色"]
[1218,"惠安县","溪西变10kV前吴线615","下埔村7#变","3M80509000064680",12.944,"黄色"]
[1219,"惠安县","溪西变10kV锦丰线612","校服基地一期2#配电室6#变","3512242501012006",800,"绿色"]
[1220,"惠安县","溪西变10kV锦丰线612","校服基地一期开关站兼1#配电室2#变","3512242501012002",800,"绿色"]
[1221,"惠安县","溪西变10kV锦丰线612","校服基地一期开关站兼1#配电室4#变","3512242501012004",1000,"绿色"]
[1222,"惠安县","溪西变10kV华辉线927","10kV盛世锦都2#配电室盛世锦都5#变","QZHA2215495",649.264,"绿色"]
[1223,"惠安县","溪西变10kV华辉线927","10kV盛世锦都2#配电室盛世锦都7#变","QZHA2219533",640,"绿色"]
[1224,"惠安县","溪西变10kV华辉线927","10kV盛世锦都3#配电室盛世锦都9#变","QZHA2219534",661.432,"绿色"]
[1225,"惠安县","溪西变10kV华辉线927","10kV盛世锦都开闭所兼1#配电室盛世锦都3#变","QZHA2215493",678.328,"绿色"]
[1226,"惠安县","溪西变10kV华辉线927","10kV盛世锦都开闭所兼1#配电室盛世锦都4#变","QZHA2215494",678.928,"绿色"]
[1227,"惠安县","溪西变10kV前宅线923","10kV禹洲地产（泉州）有限公司2#变","3M80509000046127",504,"绿色"]
[1228,"惠安县","溪西变10kV前宅线923","10kV禹洲地产（泉州）有限公司4#变","3M80509000041969",504,"绿色"]
[1229,"惠安县","溪西变10kV前宅线923","城南安置区E区","3M80509000027577",528.84,"绿色"]
[1230,"惠安县","溪西变10kV沈厝线924","城南新区安置区B区1#变","3M80509000026191",672.04,"绿色"]
[1231,"惠安县","溪西变10kV沈厝线924","城南新区安置区B区2#变","3M80509000026192",690.76,"绿色"]
[1232,"惠安县","溪西变10kV山前线941","东风14#变","3M80509000019361",74.944,"黄色"]
[1233,"惠安县","溪西变10kV前宅线923","东风15#变","3M80509000029998",351.572,"绿色"]
[1234,"惠安县","溪西变10kV华辉线927","东风村19#变","3M80509000068829",149.36,"黄色"]
[1235,"惠安县","溪西变10kV沈厝线924","东风村6#（前窑）","QZHA03130",168.328,"绿色"]
[1236,"惠安县","溪西变10kV华辉线927","福建省中台房地产开发有限公司#1变","3M80509000071642",263.06,"绿色"]
[1237,"惠安县","溪西变10kV华辉线927","福建省中台房地产开发有限公司#2变","3M80509000071643",252,"绿色"]
[1238,"惠安县","溪西变10kV华辉线927","海德堡1#变","3M80509000029243",757.36,"绿色"]
[1239,"惠安县","溪西变10kV前宅线923","海德堡2#变","3M80509000029244",640,"绿色"]
[1240,"惠安县","溪西变10kV前宅线923","海德堡3#变","3M80509000029245",640,"绿色"]
[1241,"惠安县","溪西变10kV华辉线927","海德堡4#变","3M80509000029246",640,"绿色"]
[1242,"惠安县","溪西变10kV前宅线923","海德堡5#变","3M80509000029248",504,"绿色"]
[1243,"惠安县","溪西变10kV华辉线927","海德堡6#变","3M80509000029249",547.58,"绿色"]
[1244,"惠安县","溪西变10kV山前线941","惠贤居小区1#配电室1#变","3503250501008002",647.89,"绿色"]
[1245,"惠安县","溪西变10kV锦水线943","螺阳镇蔡厝村10#变","3512242001026017",528.58,"绿色"]
[1246,"惠安县","溪西变10kV锦水线943","螺阳镇蔡厝村4#变","QZHA2139977",305.06,"黄色"]
[1247,"惠安县","溪西变10kV三德线942","螺阳镇金山村1#变","QZHA03038",237.092,"黄色"]
[1248,"惠安县","溪西变10kV三德线942","螺阳镇金山村12#变","3M80509000046959",233.804,"黄色"]
[1249,"惠安县","溪西变10kV三德线942","螺阳镇金山村2#变","QZHA03040",211.82,"黄色"]
[1250,"惠安县","溪西变10kV三德线942","螺阳镇金山村4#变","QZHA03037",239.512,"黄色"]
[1251,"惠安县","溪西变10kV三德线942","螺阳镇金山村7#变","QZHA0001082009",282.824,"黄色"]
[1252,"惠安县","溪西变10kV洋坑线940","螺阳镇金山村9#变","3M80509000021481",450.32,"黄色"]
[1253,"惠安县","溪西变10kV锦水线943","螺阳镇锦东村1#变","QZHA03381",287.624,"黄色"]
[1254,"惠安县","溪西变10kV锦水线943","螺阳镇锦东村2#变","QZHA03382",264.14,"黄色"]
[1255,"惠安县","溪西变10kV锦水线943","螺阳镇锦东村3#变","0000790003",392.684,"绿色"]
[1256,"惠安县","溪西变10kV锦水线943","螺阳镇锦东村4#变","3M80509000024361",223.04,"黄色"]
[1257,"惠安县","溪西变10kV锦水线943","螺阳镇锦东村5#变","3M80509000052967",180.716,"黄色"]
[1258,"惠安县","溪西变10kV锦水线943","螺阳镇锦东村6#变","3512232501005009",302.012,"黄色"]
[1259,"惠安县","溪西变10kV锦水线943","螺阳镇锦水村1#变","QZHA03174",411.152,"绿色"]
[1260,"惠安县","溪西变10kV锦水线943","螺阳镇锦水村2#变","QZHA03175",105,"黄色"]
[1261,"惠安县","溪西变10kV锦水线943","螺阳镇锦水村3#变","QZHA03173",268.808,"黄色"]
[1262,"惠安县","溪西变10kV锦水线943","螺阳镇锦水村4#变","0001929016",93.47,"黄色"]
[1263,"惠安县","溪西变10kV锦水线943","螺阳镇锦水村5#变","QZHA1998014",134.46,"黄色"]
[1264,"惠安县","溪西变10kV锦水线943","螺阳镇锦水村6#变","QZHA1998015",147.56,"黄色"]
[1265,"惠安县","溪西变10kV锦水线943","螺阳镇锦水村7#变","3M80509000011482",226.824,"黄色"]
[1266,"惠安县","溪西变10kV梧宅线926","螺阳镇联群村10#变","3M80509000027356",61.84,"黄色"]
[1267,"惠安县","溪西变10kV三德线942","螺阳镇联群村4#变","QZHA03337",84.436,"黄色"]
[1268,"惠安县","溪西变10kV三德线942","螺阳镇联群村5#变","QZHA03723",166.16,"黄色"]
[1269,"惠安县","溪西变10kV梧宅线926","螺阳镇联群村6#变","QZHA2063012",201.292,"绿色"]
[1270,"惠安县","溪西变10kV梧宅线926","螺阳镇联群村7#变","QZHA2240241",227.136,"黄色"]
[1271,"惠安县","溪西变10kV洋坑线940","螺阳镇联群村8#变","3M80509000010942",172.968,"黄色"]
[1272,"惠安县","溪西变10kV洋坑线940","螺阳镇联群村9#变","3M80509000020941",127.816,"黄色"]
[1273,"惠安县","溪西变10kV大清线945","螺阳镇钱塘村10#变","3507240401004025",33.622,"黄色"]
[1274,"惠安县","溪西变10kV大清线945","螺阳镇钱塘村3#变","QZHA03056",168.244,"绿色"]
[1275,"惠安县","溪西变10kV大清线945","螺阳镇钱塘村4#变","QZHA03490",43.936,"黄色"]
[1276,"惠安县","溪西变10kV大清线945","螺阳镇钱塘村5#变","3M80509000018101",165.78,"黄色"]
[1277,"惠安县","溪西变10kV大清线945","螺阳镇钱塘村6#变","3M80509000039059",111.428,"黄色"]
[1278,"惠安县","溪西变10kV大清线945","螺阳镇钱塘村7#变","3M80509000039060",218.06,"黄色"]
[1279,"惠安县","溪西变10kV大清线945","螺阳镇钱塘村9#变","3510241801004020",344.588,"绿色"]
[1280,"惠安县","溪西变10kV上坂线922","螺阳镇侨群村1#变","QZHA03391",241.056,"黄色"]
[1281,"惠安县","溪西变10kV上坂线922","螺阳镇侨群村2#变","QZHA03164",219.008,"黄色"]
[1282,"惠安县","溪西变10kV上坂线922","螺阳镇侨群村3#变","QZHA03163",129.632,"黄色"]
[1283,"惠安县","溪西变10kV上坂线922","螺阳镇侨群村5#变","3M80509000021161",200.312,"黄色"]
[1284,"惠安县","溪西变10kV上坂线922","螺阳镇侨群村6#变","3M80509000025207",174.112,"绿色"]
[1285,"惠安县","溪西变10kV上坂线922","螺阳镇侨群村8#变","3M80509000093970",156.488,"黄色"]
[1286,"惠安县","溪西变10kV锦水线943","螺阳镇上坂村3#变","QZHA03215",337.688,"绿色"]
[1287,"惠安县","溪西变10kV锦水线943","螺阳镇上坂村4#变","QZHA03385",347.948,"绿色"]
[1288,"惠安县","溪西变10kV锦水线943","螺阳镇上坂村9#变","3M80509000068588",323.996,"绿色"]
[1289,"惠安县","溪西变10kV洋坑线940","螺阳镇松光村2#变","QZHA03326",114.568,"黄色"]
[1290,"惠安县","溪西变10kV洋坑线940","螺阳镇松光村8#变","3M80509000011187",151.53,"黄色"]
[1291,"惠安县","溪西变10kV洋坑线940","螺阳镇松星村1#变","QZHA09181",180.32,"黄色"]
[1292,"惠安县","溪西变10kV洋坑线940","螺阳镇松星村2#变","QZHA09185",125.404,"黄色"]
[1293,"惠安县","溪西变10kV洋坑线940","螺阳镇松星村3#变","QZHA09182",147.156,"黄色"]
[1294,"惠安县","溪西变10kV洋坑线940","螺阳镇松星村4#变","QZHA09187",113.376,"黄色"]
[1295,"惠安县","溪西变10kV洋坑线940","螺阳镇松星村5#变","QZHA2227501",229.33,"黄色"]
[1296,"惠安县","溪西变10kV洋坑线940","螺阳镇松星村6#变","3M80509000047730",188.96,"黄色"]
[1297,"惠安县","溪西变10kV洋坑线940","螺阳镇松星村7#变","3M80509000063113",229.388,"黄色"]
[1298,"惠安县","溪西变10kV洋坑线940","螺阳镇松星村8#变","3M80509000085100",343.988,"绿色"]
[1299,"惠安县","溪西变10kV洋坑线940","螺阳镇松星村9#变","3507231601003004",181.46,"黄色"]
[1300,"惠安县","溪西变10kV锦水线943","螺阳镇梧宅村#5变","3M80509000086461",291.68,"黄色"]
[1301,"惠安县","溪西变10kV锦水线943","螺阳镇梧宅村#6变","3505243001005015",365.876,"绿色"]
[1302,"惠安县","溪西变10kV锦水线943","螺阳镇梧宅村2#变","QZHA03368",299.744,"黄色"]
[1303,"惠安县","溪西变10kV锦水线943","螺阳镇梧宅村3#变","0002338511",337.32,"绿色"]
[1304,"惠安县","溪西变10kV三德线942","螺阳镇五音村2#变","QZHA03363",227.21,"黄色"]
[1305,"惠安县","溪西变10kV三德线942","螺阳镇五音村7#变","3M80509000062516",169.064,"黄色"]
[1306,"惠安县","溪西变10kV三德线942","螺阳镇五音村8#变","3M80509000031422",194.264,"黄色"]
[1307,"惠安县","溪西变10kV三德线942","螺阳镇五音村9#变","3M80509000034799",325.976,"绿色"]
[1308,"惠安县","溪西变10kV华辉线927","南拓安置房一区配电室#1主变","3M80509000017064",504,"绿色"]
[1309,"惠安县","溪西变10kV华辉线927","南拓安置房一区配电室#2主变","0001758006",553.74,"绿色"]
[1310,"惠安县","溪西变10kV华辉线927","世纪名居#1变","3M80509000141182",640,"绿色"]
[1311,"惠安县","溪西变10kV华辉线927","世纪名居#3变","3M80509000141184",662.62,"绿色"]
[1312,"惠安县","溪西变10kV华辉线927","世纪名居#5变","3M80509000141186",640,"绿色"]
[1313,"惠安县","溪西变10kV华辉线927","世纪名居#7变","3M80509000141188",651.64,"绿色"]
[1314,"惠安县","溪西变10kV梧宅线926","溪西1#变","QZHA03143",65.86,"黄色"]
[1315,"惠安县","溪西变10kV梧宅线926","溪西10#变","3M80509000010701",143.432,"黄色"]
[1316,"惠安县","溪西变10kV梧宅线926","溪西11#变","3M80509000027999",196.47,"黄色"]
[1317,"惠安县","溪西变10kV梧宅线926","溪西3#变","QZHA03370",258.396,"绿色"]
[1318,"惠安县","溪西变10kV梧宅线926","溪西7#变","0002240240",176.72,"绿色"]
[1319,"惠安县","溪西变10kV侨群线925","溪西村#6","0001941660",254.996,"黄色"]
[1320,"惠安县","溪西变10kV梧宅线926","溪西村13#变","3M80509000073513",337.208,"绿色"]
[1321,"惠安县","溪西变10kV上坂线922","溪西村14#变","3508230801000021",366.944,"绿色"]
[1322,"惠安县","溪西变10kV上坂线922","溪西村2#（溪东）","QZHA03371",263.432,"黄色"]
[1323,"惠安县","溪西变10kV梧宅线926","霞埔5#变","QZHA2065469",160,"绿色"]
[1324,"惠安县","溪西变10kV梧宅线926","下埔3#变","0001929017",47.264,"黄色"]
[1325,"惠安县","溪西变10kV梧宅线926","下埔村1#（廖厝前）","QZHA03373",48.912,"黄色"]
[1326,"惠安县","溪西变10kV梧宅线926","下埔村8#变","3M80509000066857",218.048,"黄色"]
[1327,"惠安县","溪西变10kV锦水线943","校服基地一期2#配电室5#变","3512242501012005",800,"绿色"]
[1328,"惠安县","溪西变10kV锦水线943","校服基地一期开关站兼1#配电室1#变","3512242501012001",801.12,"绿色"]
[1329,"惠安县","溪西变10kV锦水线943","校服基地一期开关站兼1#配电室3#变","3512242501012003",1000,"绿色"]
[1330,"惠安县","溪西变10kV华辉线927","新景悦府#2配电室#5变","3M80509000096832",800,"绿色"]
[1331,"惠安县","溪西变10kV华辉线927","新景悦府#2配电室#7变","3M80509000096834",841.58,"绿色"]
[1332,"惠安县","溪西变10kV华辉线927","新景悦府开闭所兼#1配电室#1变","3M80509000096828",800,"绿色"]
[1333,"惠安县","溪西变10kV华辉线927","新景悦府开闭所兼#1配电室#3变","3M80509000096830",864.62,"绿色"]
[1334,"惠安县","溪西变10kV五洲线944","洋坑3#安置房1#变","QZHA2401539",835.448,"绿色"]
[1335,"惠安县","溪西变10kV五洲线944","洋坑3#安置房2#变","QZHA2401543",640,"绿色"]
[1336,"惠安县","溪西变10kV前宅线923","阳光至尊公馆2#变","3M80509000131930",515.2,"绿色"]
[1337,"惠安县","溪西变10kV前宅线923","阳光至尊公馆4#变","3M80509000131932",509.94,"绿色"]
[1338,"惠安县","溪西变10kV沈厝线924","禹州地产1#变","3M80509000013263",956.528,"绿色"]
[1339,"惠安县","溪西变10kV沈厝线924","禹州地产2#变","3M80509000013264",800,"绿色"]
[1340,"惠安县","溪西变10kV前宅线923","禹州地产3#变","3M80509000013267",885.68,"绿色"]
[1341,"惠安县","溪西变10kV前宅线923","禹州地产4#变","3M80509000013268",872.69,"绿色"]
[1342,"惠安县","溪西变10kV前宅线923","禹州地产5#","3M80509000013269",843.38,"绿色"]
[1343,"惠安县","溪西变10kV前宅线923","禹州地产6#","3M80509000013270",898.46,"绿色"]
[1344,"惠安县","溪西变10kV洋坑线940","曾厝#7变","3M80509000143793",317.456,"黄色"]
[1345,"惠安县","溪西变10kV华辉线927","璀璨壹号#1变","3M80509000113831",689.23,"绿色"]
[1346,"惠安县","溪西变10kV华辉线927","璀璨壹号#3变","3M80509000113833",640,"绿色"]
[1347,"惠安县","溪西变10kV华辉线927","璀璨壹号#5变","3M80509000113835",658.3,"绿色"]
[1348,"惠安县","涂寨变10kV大林线914","10kV金龙壹号#11变压器","3509231701008001",640,"绿色"]
[1349,"惠安县","涂寨变10kV大林线914","10kV金龙壹号#13变压器","3509231401004032",508.28,"绿色"]
[1350,"惠安县","涂寨变10kV大林线914","10kV金龙壹号#15变压器","3509231701004006",640,"绿色"]
[1351,"惠安县","涂寨变10kV大林线914","10kV金龙壹号#17变压器","3509231401004034",506.84,"绿色"]
[1352,"惠安县","涂寨变10kV大林线914","10kV金龙壹号#1变压器","3509231301007019",644.02,"绿色"]
[1353,"惠安县","涂寨变10kV大林线914","10kV金龙壹号#3变压器","3509231301009033",640,"绿色"]
[1354,"惠安县","涂寨变10kV大林线914","10kV金龙壹号#5变压器","3509231401005034",640.78,"绿色"]
[1355,"惠安县","涂寨变10kV大林线914","10kV金龙壹号#7变压器","3509231701004001",643.9,"绿色"]
[1356,"惠安县","涂寨变10kV大林线914","10kV金龙壹号#9变压器","3509231401005038",640.72,"绿色"]
[1357,"惠安县","涂寨变10kV塔上线912","大厅#5变","3M80509000041639",350.12,"绿色"]
[1358,"惠安县","涂寨变10kV塔上线912","大厅#7变","3512222301006078",247.1,"黄色"]
[1359,"惠安县","涂寨变10kV上正线913","东庄#1变","QZHA05054",282.39,"绿色"]
[1360,"惠安县","涂寨变10kV上正线913","东庄#3变","QZHA09265",228.888,"黄色"]
[1361,"惠安县","涂寨变10kV上正线913","东庄#8变","3M80509000088592",359.984,"绿色"]
[1362,"惠安县","涂寨变10kV塔上线912","古山#1变","QZHA09121",155.2,"黄色"]
[1363,"惠安县","涂寨变10kV塔上线912","古山#2变","QZHA09068",276.464,"黄色"]
[1364,"惠安县","涂寨变10kV瑞东线911","古山#3变","QZHA09122",298.72,"黄色"]
[1365,"惠安县","涂寨变10kV塔上线912","古山#4变","QZHA09255",226.568,"黄色"]
[1366,"惠安县","涂寨变10kV塔上线912","古山#5变","0001760007",353.98,"绿色"]
[1367,"惠安县","涂寨变10kV瑞东线911","古山#6变","3M80509000009781",355.65,"绿色"]
[1368,"惠安县","涂寨变10kV瑞东线911","古山#7变","3M80509000027216",261.776,"黄色"]
[1369,"惠安县","涂寨变10kV塔上线912","古山#9变","3506231901004040",374.924,"绿色"]
[1370,"惠安县","涂寨变10kV瑞东线911","廖厝#1变","QZHA09095",264.852,"绿色"]
[1371,"惠安县","涂寨变10kV瑞东线911","廖厝#2变","QZHA09164",230.17,"绿色"]
[1372,"惠安县","涂寨变10kV瑞东线911","廖厝#3变","QZHA09165",170.944,"绿色"]
[1373,"惠安县","涂寨变10kV瑞东线911","廖厝#4变","QZHA09307",175.708,"绿色"]
[1374,"惠安县","涂寨变10kV瑞东线911","廖厝#5变","3M80509000044495",347.72,"绿色"]
[1375,"惠安县","涂寨变10kV瑞东线911","廖厝#6变","3M80509000040889",307.652,"黄色"]
[1376,"惠安县","涂寨变10kV瑞东线911","廖厝#7变","3M80509000044497",325.28,"绿色"]
[1377,"惠安县","涂寨变10kV瑞东线911","廖厝#9变","3M80509000117812",329.624,"绿色"]
[1378,"惠安县","涂寨变10kV灵山线915","南埔#11箱变","3M80509000079171",409.44,"绿色"]
[1379,"惠安县","涂寨变10kV灵山线915","南埔#1变","QZHA09158",158.25,"黄色"]
[1380,"惠安县","涂寨变10kV灵山线915","南埔#2变","QZHA09159",364.98,"绿色"]
[1381,"惠安县","涂寨变10kV灵山线915","南埔#3变","QZHA09061",139.632,"黄色"]
[1382,"惠安县","涂寨变10kV灵山线915","南埔#4变","QZHA09161",160,"绿色"]
[1383,"惠安县","涂寨变10kV灵山线915","南埔#5变","QZHA09302",113.998,"黄色"]
[1384,"惠安县","涂寨变10kV灵山线915","南埔#6变","3M80509000028080",256.91,"黄色"]
[1385,"惠安县","涂寨变10kV灵山线915","南埔#7变","3M80509000044380",280.808,"黄色"]
[1386,"惠安县","涂寨变10kV灵山线915","南埔#8变","3M80509000028959",172.71,"黄色"]
[1387,"惠安县","涂寨变10kV灵山线915","南埔#9变","3M80509000044381",341.696,"绿色"]
[1388,"惠安县","涂寨变10kV塔上线912","塔上#1变","QZHA09071",243.342,"黄色"]
[1389,"惠安县","涂寨变10kV塔上线912","塔上#2变","QZHA09143",250.988,"黄色"]
[1390,"惠安县","涂寨变10kV塔上线912","塔上#3变","QZHA09144",255.02,"黄色"]
[1391,"惠安县","涂寨变10kV塔上线912","塔上#4变","3M80509000020612",75.424,"黄色"]
[1392,"惠安县","涂寨变10kV塔上线912","塔上#5变","3M80509000027536",184.332,"黄色"]
[1393,"惠安县","涂寨变10kV塔上线912","塔上#6变","3512241401000002",248.984,"黄色"]
[1394,"惠安县","涂寨变10kV瑞东线911","涂寨#13变","0001167503",342.872,"绿色"]
[1395,"惠安县","涂寨变10kV瑞东线911","涂寨#21变","3M80509000068109",277.804,"黄色"]
[1396,"惠安县","涂寨变10kV瑞东线911","涂寨#5变","QZHA09150",452.64,"绿色"]
[1397,"惠安县","涂寨变10kV塔上线912","下社#2变","QZHA09142",276.99,"绿色"]
[1398,"惠安县","涂寨变10kV塔上线912","下社#3变","QZHA09154",339.656,"绿色"]
[1399,"惠安县","涂寨变10kV塔上线912","下社#4变","3M80509000024341",337.148,"绿色"]
[1400,"惠安县","涂寨变10kV塔上线912","下社#5变","3M80509000118849",336.068,"绿色"]
[1401,"惠安县","涂寨变10kV塔上线912","下社#6变","3M80509000033525",367.064,"绿色"]
[1402,"惠安县","涂寨变10kV塔上线912","下社#7变","3512241401000001",301.376,"黄色"]
[1403,"惠安县","涂寨变10kV雀氏线921","10kV翔豪A区#3配电室#1变","3512222901000536",652.21,"绿色"]
[1404,"惠安县","涂寨变10kV东庄线923","10kV翔豪A区#3配电室#2变","3512222901000543",647.5,"绿色"]
[1405,"惠安县","涂寨变10kV雀氏线921","10kV翔豪A区#3配电室#3变","3512222901003697",656.08,"绿色"]
[1406,"惠安县","涂寨变10kV东庄线923","10kV翔豪A区#3配电室#4变","3512222901001523",656.53,"绿色"]
[1407,"惠安县","涂寨变10kV涂南线932","陈芹#2变","QZHA09134",272.552,"黄色"]
[1408,"惠安县","涂寨变10kV翔豪线924","大厅#1变","QZHA05067",316.424,"黄色"]
[1409,"惠安县","涂寨变10kV东庄线923","大厅#2变","QZHA05068",400.72,"黄色"]
[1410,"惠安县","涂寨变10kV翔豪线924","大厅#3变","QZHA09267",343.472,"绿色"]
[1411,"惠安县","涂寨变10kV涂厅线922","大厅#4变","3M80509000023301",232.436,"黄色"]
[1412,"惠安县","涂寨变10kV翔豪线924","大厅#6变","3M80509000055617",308.744,"黄色"]
[1413,"惠安县","涂寨变10kV坝尾线934","东岭镇石井村#2变","QZHA05110",251.36,"黄色"]
[1414,"惠安县","涂寨变10kV坝尾线934","东岭镇石井村#3变","QZHA05107",301.412,"黄色"]
[1415,"惠安县","涂寨变10kV坝尾线934","东岭镇石井村#4变","0002290524",160,"绿色"]
[1416,"惠安县","涂寨变10kV坝尾线934","东岭镇石井村#7变","3M80509000084344",282.38,"黄色"]
[1417,"惠安县","涂寨变10kV雀氏线921","东庄#2变","QZHA05133",320.912,"绿色"]
[1418,"惠安县","涂寨变10kV雀氏线921","东庄#4变","3M80509000027419",254.816,"黄色"]
[1419,"惠安县","涂寨变10kV雀氏线921","东庄#5变","3M80509000038447",194.54,"黄色"]
[1420,"惠安县","涂寨变10kV雀氏线921","东庄#6变","3M80509000096041",329.72,"绿色"]
[1421,"惠安县","涂寨变10kV雀氏线921","东庄#7变","3M80509000066705",322.592,"绿色"]
[1422,"惠安县","涂寨变10kV涂南线932","东坂#1变","QZHA09133",239.004,"黄色"]
[1423,"惠安县","涂寨变10kV涂南线932","东坂#2变","QZHA09132",360.488,"绿色"]
[1424,"惠安县","涂寨变10kV涂南线932","东坂#3变","3M80509000018645",54.256,"黄色"]
[1425,"惠安县","涂寨变10kV涂南线932","东坂#4变","3M80509000067679",327.26,"绿色"]
[1426,"惠安县","涂寨变10kV涂南线932","东坂#5变","3M80509000067680",324.284,"绿色"]
[1427,"惠安县","涂寨变10kV涂厅线922","和弄#1变","QZHA09094",336.536,"绿色"]
[1428,"惠安县","涂寨变10kV东庄线923","和弄#2变","QZHA09186",147.104,"黄色"]
[1429,"惠安县","涂寨变10kV东庄线923","和弄#3变","0000761529",189.52,"绿色"]
[1430,"惠安县","涂寨变10kV涂厅线922","和弄#4变","0000761530",219.928,"黄色"]
[1431,"惠安县","涂寨变10kV涂厅线922","和弄#5变","3M80509000042899",304.832,"黄色"]
[1432,"惠安县","涂寨变10kV涂厅线922","和弄#6变","3M80509000060029",334.832,"绿色"]
[1433,"惠安县","涂寨变10kV涂厅线922","和弄#7变","3M80509000060030",370.136,"绿色"]
[1434,"惠安县","涂寨变10kV涂厅线922","胡厝#1变","QZHA09173",255.104,"黄色"]
[1435,"惠安县","涂寨变10kV东庄线923","胡厝#2变","QZHA09172",276.75,"黄色"]
[1436,"惠安县","涂寨变10kV涂厅线922","胡厝#3变","QZHA09171",276.36,"绿色"]
[1437,"惠安县","涂寨变10kV东庄线923","胡厝#4变","0002131470",191.48,"绿色"]
[1438,"惠安县","涂寨变10kV涂厅线922","胡厝#5变","3M80509000020382",177.544,"绿色"]
[1439,"惠安县","涂寨变10kV东庄线923","胡厝#6变","3M80509000120829",260.228,"黄色"]
[1440,"惠安县","涂寨变10kV东庄线923","胡厝#7变","3M80509000038975",377.732,"绿色"]
[1441,"惠安县","涂寨变10kV东庄线923","胡厝#8变","3M80509000049136",268.568,"黄色"]
[1442,"惠安县","涂寨变10kV雀氏线921","胡厝#9变","3509240301016004",160.48,"绿色"]
[1443,"惠安县","涂寨变10kV东庄线923","互助#8变","3M80509000010647",346.556,"绿色"]
[1444,"惠安县","涂寨变10kV新亭线931","金钳凤凰郡#2变","3M80509000134453",648.25,"绿色"]
[1445,"惠安县","涂寨变10kV新亭线931","金钳凤凰郡#4变","3M80509000134455",640,"绿色"]
[1446,"惠安县","涂寨变10kV新亭线931","金钳凤凰郡#5变","3M80509000134451",640,"绿色"]
[1447,"惠安县","涂寨变10kV新亭线931","金钳凤凰郡#7变","3M80509000134457",647.35,"绿色"]
[1448,"惠安县","涂寨变10kV涂南线932","金相#1变","QZHA09111",298.724,"黄色"]
[1449,"惠安县","涂寨变10kV涂南线932","金相#2变","QZHA09112",118.564,"黄色"]
[1450,"惠安县","涂寨变10kV涂南线932","金相#3变","QZHA09113",326.984,"绿色"]
[1451,"惠安县","涂寨变10kV涂南线932","金相#4变","3M80509000042660",296.228,"黄色"]
[1452,"惠安县","涂寨变10kV涂南线932","金相#5变","3M80509000046692",171.272,"黄色"]
[1453,"惠安县","涂寨变10kV新亭线931","廖厝#8变","3M80509000123908",342.176,"绿色"]
[1454,"惠安县","涂寨变10kV涂南线932","南埔#10变","3M80509000067336",309.44,"黄色"]
[1455,"惠安县","涂寨变10kV雀氏线921","曲江#15变","3M80509000062830",198.56,"黄色"]
[1456,"惠安县","涂寨变10kV雀氏线921","曲江#16变","3M80509000062831",306.32,"黄色"]
[1457,"惠安县","涂寨变10kV雀氏线921","曲江#6变","QZHA09128",294.76,"黄色"]
[1458,"惠安县","涂寨变10kV坝尾线934","泉州正洲置业有限公司和亨商务中心小区#2配电室#1变","3507250201004011",640,"绿色"]
[1459,"惠安县","涂寨变10kV坝尾线934","泉州正洲置业有限公司和亨商务中心小区#2配电室#3变","3507250201004012",640,"绿色"]
[1460,"惠安县","涂寨变10kV涂南线932","瑞东#11变","3M80509000062490",332.36,"绿色"]
[1461,"惠安县","涂寨变10kV涂南线932","瑞东#1变","QZHA09138",202.368,"黄色"]
[1462,"惠安县","涂寨变10kV涂南线932","瑞东#2变","QZHA09139",290.152,"黄色"]
[1463,"惠安县","涂寨变10kV涂南线932","瑞东#3变","QZHA09140",269.424,"绿色"]
[1464,"惠安县","涂寨变10kV涂南线932","瑞东#4变","QZHA09062",311.246,"黄色"]
[1465,"惠安县","涂寨变10kV涂南线932","瑞东#5变","QZHA09065",464.12,"黄色"]
[1466,"惠安县","涂寨变10kV涂南线932","瑞东#6变","0001161019",297.56,"黄色"]
[1467,"惠安县","涂寨变10kV涂南线932","瑞东#7变","3M80509000063612",238.136,"黄色"]
[1468,"惠安县","涂寨变10kV涂南线932","瑞东#8变","3M80509000041099",324.032,"绿色"]
[1469,"惠安县","涂寨变10kV涂南线932","瑞东#9变","3M80509000038521",204.89,"黄色"]
[1470,"惠安县","涂寨变10kV涂南线932","瑞东10#变","3M80509000058298",314.444,"黄色"]
[1471,"惠安县","涂寨变10kV东庄线923","山尾#10变","3M80509000062149",294.056,"黄色"]
[1472,"惠安县","涂寨变10kV东庄线923","山尾#1变","QZHA09079",219.198,"黄色"]
[1473,"惠安县","涂寨变10kV东庄线923","山尾#6变","QZHA09303",344.492,"绿色"]
[1474,"惠安县","涂寨变10kV新亭线931","上村#5变","0002051490",207.2,"黄色"]
[1475,"惠安县","涂寨变10kV新亭线931","上村#9变","3M80509000105254",323.708,"绿色"]
[1476,"惠安县","涂寨变10kV新亭线931","上村村10#变","3M80509000132849",320.24,"绿色"]
[1477,"惠安县","涂寨变10kV涂南线932","社坝#1变","QZHA09127",268.77,"黄色"]
[1478,"惠安县","涂寨变10kV涂南线932","社坝#2变","QZHA09126",211.626,"黄色"]
[1479,"惠安县","涂寨变10kV涂南线932","社坝#3变","QZHA09115",301.358,"黄色"]
[1480,"惠安县","涂寨变10kV涂南线932","社坝#4变","3M80509000020705",291.74,"黄色"]
[1481,"惠安县","涂寨变10kV涂南线932","社坝#6变","3M80509000042659",279.644,"黄色"]
[1482,"惠安县","涂寨变10kV涂南线932","社坝#7变","3M80509000054424",311.54,"黄色"]
[1483,"惠安县","涂寨变10kV坝尾线934","石井村#9变","3512241101009004",403.48,"黄色"]
[1484,"惠安县","涂寨变10kV东庄线923","涂寨#15变","3M80509000021621",382.916,"绿色"]
[1485,"惠安县","涂寨变10kV新亭线931","涂寨#23变","3M80509000071550",329.228,"绿色"]
[1486,"惠安县","涂寨变10kV东庄线923","涂寨#25变","3510232601009043",343.556,"绿色"]
[1487,"惠安县","涂寨变10kV新亭线931","文笔华庭#2变","3M80509000130561",817.73,"绿色"]
[1488,"惠安县","涂寨变10kV涂厅线922","文峰#10变","3M80509000056641",332.048,"绿色"]
[1489,"惠安县","涂寨变10kV涂厅线922","文峰#1变","QZHA09019",275.226,"绿色"]
[1490,"惠安县","涂寨变10kV涂厅线922","文峰#2变","QZHA09018",153.66,"黄色"]
[1491,"惠安县","涂寨变10kV涂厅线922","文峰#3变","QZHA09148",353.42,"绿色"]
[1492,"惠安县","涂寨变10kV涂厅线922","文峰#4变","QZHA09149",345.768,"绿色"]
[1493,"惠安县","涂寨变10kV涂厅线922","文峰#5变","QZHA09086",291.576,"绿色"]
[1494,"惠安县","涂寨变10kV涂厅线922","文峰#6变","0000761526",314.288,"黄色"]
[1495,"惠安县","涂寨变10kV涂厅线922","文峰#7变","0000861503",340.916,"绿色"]
[1496,"惠安县","涂寨变10kV涂厅线922","文峰#8变","3M80509000020381",277.272,"绿色"]
[1497,"惠安县","涂寨变10kV涂厅线922","文峰#9变","3503242101009010",169.312,"绿色"]
[1498,"惠安县","涂寨变10kV雀氏线921","下社#1变","QZHA09070",330.872,"绿色"]
[1499,"惠安县","涂寨变10kV东庄线923","翔豪D区#5变","3508250501009002",640,"绿色"]
[1500,"惠安县","涂寨变10kV雀氏线921","翔豪D区#6变","3508250501004004",640,"绿色"]
[1501,"惠安县","涂寨变10kV东庄线923","翔豪D区#7变","3508250501009003",504,"绿色"]
[1502,"惠安县","涂寨变10kV雀氏线921","翔豪D区#8变","3508250501009004",504,"绿色"]
[1503,"惠安县","涂寨变10kV雀氏线921","翔豪二期1#变","3M80509000124008",882.38,"绿色"]
[1504,"惠安县","涂寨变10kV东庄线923","翔豪二期2#变","3M80509000124009",800,"绿色"]
[1505,"惠安县","涂寨变10kV雀氏线921","翔豪二期3#变","3M80509000124010",640,"绿色"]
[1506,"惠安县","涂寨变10kV东庄线923","翔豪二期4#变","3M80509000124011",661.84,"绿色"]
[1507,"惠安县","涂寨变10kV翔豪线924","翔豪新城#1变","0002403515",525.32,"绿色"]
[1508,"惠安县","涂寨变10kV翔豪线924","翔豪新城#2变","0002403516",574.42,"绿色"]
[1509,"惠安县","涂寨变10kV翔豪线924","翔豪新城#3变","0002403520",557.46,"绿色"]
[1510,"惠安县","涂寨变10kV翔豪线924","翔豪新城#4变","3M80509000014681",504,"绿色"]
[1511,"惠安县","涂寨变10kV翔豪线924","翔豪新城#5变","3M80509000014682",526.62,"绿色"]
[1512,"惠安县","涂寨变10kV翔豪线924","翔豪新城#6变","3M80509000014683",733.864,"绿色"]
[1513,"惠安县","涂寨变10kV东庄线923","翔豪新城B1区#1变","3M80509000057152",829.22,"绿色"]
[1514,"惠安县","涂寨变10kV东庄线923","翔豪新城B1区#2变","3M80509000057153",817.55,"绿色"]
[1515,"惠安县","涂寨变10kV雀氏线921","岩峰#11变","3M80509000055132",334.412,"绿色"]
[1516,"惠安县","涂寨变10kV雀氏线921","岩峰#12变","3M80509000062832",334.832,"绿色"]
[1517,"惠安县","涂寨变10kV涂厅线922","岩峰#13变","3M80509000063613",337.244,"绿色"]
[1518,"惠安县","涂寨变10kV涂厅线922","岩峰#14变","3M80509000096950",335.492,"绿色"]
[1519,"惠安县","涂寨变10kV涂厅线922","岩峰#15变","3M80509000144372",334.964,"绿色"]
[1520,"惠安县","涂寨变10kV涂厅线922","岩峰#1变","QZHA09169",339.4,"绿色"]
[1521,"惠安县","涂寨变10kV涂厅线922","岩峰#2变","QZHA09024",368.32,"绿色"]
[1522,"惠安县","涂寨变10kV雀氏线921","岩峰#3变","QZHA09028",363.932,"绿色"]
[1523,"惠安县","涂寨变10kV东庄线923","岩峰#5变","QZHA09091",283.56,"绿色"]
[1524,"惠安县","涂寨变10kV雀氏线921","岩峰#6变","QZHA09141",356.408,"绿色"]
[1525,"惠安县","涂寨变10kV雀氏线921","岩峰#7变","QZHA09026",174.112,"绿色"]
[1526,"惠安县","涂寨变10kV东庄线923","岩峰#8箱变","0000959512",342.776,"绿色"]
[1527,"惠安县","涂寨变10kV涂厅线922","岩峰#9变","0001235006",175.75,"绿色"]
[1528,"惠安县","松村变10kV洋边线613","10kV净峰镇山前村#8箱变","3M80509000092472",351.248,"绿色"]
[1529,"惠安县","松村变10kV杜厝线619","城前5#变","3M80509000011444",224.784,"黄色"]
[1530,"惠安县","松村变10kV杜厝线619","城前村东莲1#","QZHA07029",325.224,"绿色"]
[1531,"惠安县","松村变10kV杜厝线619","城前水头2#变","QZHA07092",293.352,"绿色"]
[1532,"惠安县","松村变10kV杜厝线619","城前珍头3#变","QZHA07093",277.368,"黄色"]
[1533,"惠安县","松村变10kV洋边线613","赤土尾#3变","QZHA07120",288.636,"绿色"]
[1534,"惠安县","松村变10kV螺山线610","东山#3","QZHA08049",319.94,"黄色"]
[1535,"惠安县","松村变10kV螺山线610","东山1#","QZHA08010",320,"绿色"]
[1536,"惠安县","松村变10kV螺山线610","东山2#","QZHA08030",393.72,"绿色"]
[1537,"惠安县","松村变10kV螺山线610","东山村4#变","QZHA08053",320,"绿色"]
[1538,"惠安县","松村变10kV螺山线610","东山村5#变","QZHA08065",320,"绿色"]
[1539,"惠安县","松村变10kV螺山线610","东山村6#变","0002430510",314.47,"黄色"]
[1540,"惠安县","松村变10kV杜厝线619","杜厝#1","QZHA07066",195.348,"黄色"]
[1541,"惠安县","松村变10kV杜厝线619","杜厝#5","0002172975",315.22,"黄色"]
[1542,"惠安县","松村变10kV杜厝线619","杜厝3#变","QZHA07188",236.652,"黄色"]
[1543,"惠安县","松村变10kV杜厝线619","杜厝6#变","3M80509000056003",252,"绿色"]
[1544,"惠安县","松村变10kV杜厝线619","杜厝619线#012-1城前#4变配变","0001915018",184.296,"黄色"]
[1545,"惠安县","松村变10kV杜厝线619","杜厝村#4变","3M80509000028500",355.916,"绿色"]
[1546,"惠安县","松村变10kV杜厝线619","杜厝村#7变","3512220601010227",203.552,"黄色"]
[1547,"惠安县","松村变10kV洋边线613","墩南村5#变","QZHA07153",276.02,"黄色"]
[1548,"惠安县","松村变10kV杜厝线619","海璟花园#1变","3M80509000068201",443.04,"绿色"]
[1549,"惠安县","松村变10kV杜厝线619","海璟花园#2变","3M80509000068202",400,"绿色"]
[1550,"惠安县","松村变10kV螺山线610","后内1#","QZHA08028",373.976,"绿色"]
[1551,"惠安县","松村变10kV螺山线610","后内4#","QZHA08060",320,"绿色"]
[1552,"惠安县","松村变10kV螺山线610","后内5#","0000960503",204.176,"绿色"]
[1553,"惠安县","松村变10kV螺山线610","后内村#6变","3M80509000039099",320,"绿色"]
[1554,"惠安县","松村变10kV螺山线610","后内村#7变","3508231401004019",547.04,"绿色"]
[1555,"惠安县","松村变10kV螺山线610","后内村9#变","3512232801008019",320,"绿色"]
[1556,"惠安县","松村变10kV东山线618","后内村委会边2#","QZHA08020",339.536,"绿色"]
[1557,"惠安县","松村变10kV洋边线613","湖街#7变","QZHA05184",122.036,"黄色"]
[1558,"惠安县","松村变10kV洋边线613","净北#5变","0002192478",370.976,"绿色"]
[1559,"惠安县","松村变10kV洋边线613","净北村#6变","3M80509000053774",253.58,"黄色"]
[1560,"惠安县","松村变10kV洋边线613","净北后园1#","QZHA07019",317.24,"黄色"]
[1561,"惠安县","松村变10kV洋边线613","净北前山2#","QZHA07064",171.352,"绿色"]
[1562,"惠安县","松村变10kV洋边线613","净北西坑4#","0001774508",259.58,"黄色"]
[1563,"惠安县","松村变10kV杜厝线619","净峰杜厝农网2#变","QZHA07030",263.048,"黄色"]
[1564,"惠安县","松村变10kV杜厝线619","净峰松村4#","QZHA07184",368.876,"绿色"]
[1565,"惠安县","松村变10kV杜厝线619","净峰松村上仓1#","QZHA07041",329.38,"绿色"]
[1566,"惠安县","松村变10kV杜厝线619","净峰镇城前村#6变","3M80509000100969",309.236,"黄色"]
[1567,"惠安县","松村变10kV杜厝线619","净峰镇城前村#7变","3502231001001156",216.884,"黄色"]
[1568,"惠安县","松村变10kV杜厝线619","净峰镇城前村#8变","3M80509000139370",533.42,"绿色"]
[1569,"惠安县","松村变10kV杜厝线619","净峰镇杜厝村#8变","3512241101009005",309.596,"黄色"]
[1570,"惠安县","松村变10kV洋边线613","净峰镇墩南村#11变","3M80509000091156",322.832,"绿色"]
[1571,"惠安县","松村变10kV洋边线613","净峰镇湖街村#14变","3M80509000094257",269,"黄色"]
[1572,"惠安县","松村变10kV洋边线613","净峰镇净北村#7变","3M80509000139360",284.228,"黄色"]
[1573,"惠安县","松村变10kV洋边线613","净峰镇莲峰村#10变","3509231901009011",300.572,"黄色"]
[1574,"惠安县","松村变10kV洋边线613","净峰镇莲峰村#2变","QZHA07054",490.44,"黄色"]
[1575,"惠安县","松村变10kV洋边线613","净峰镇莲峰村#7变","3M80509000031439",292.244,"黄色"]
[1576,"惠安县","松村变10kV洋边线613","净峰镇莲峰村#9变","3504231901002106",360.704,"绿色"]
[1577,"惠安县","松村变10kV洋边线613","净峰镇莲峰村8#变","3M80509000076411",336.164,"绿色"]
[1578,"惠安县","松村变10kV洋边线613","净峰镇山前村#9变","3M80509000112709",320,"绿色"]
[1579,"惠安县","松村变10kV杜厝线619","净峰镇松村村#10变","3509242001016007",330.392,"绿色"]
[1580,"惠安县","松村变10kV杜厝线619","净峰镇松村村#8变","3M80509000114993",333.008,"绿色"]
[1581,"惠安县","松村变10kV洋边线613","净峰镇洋边村7#变","3M80509000103508",343.688,"绿色"]
[1582,"惠安县","松村变10kV洋边线613","净峰镇洋边村9#变","3M80509000120548",199.272,"黄色"]
[1583,"惠安县","松村变10kV洋边线613","净南4#变","QZHA07157",228.588,"黄色"]
[1584,"惠安县","松村变10kV洋边线613","莲峰5#","QZHA07176",190.088,"黄色"]
[1585,"惠安县","松村变10kV洋边线613","莲峰6#","QZHA07172",312.62,"黄色"]
[1586,"惠安县","松村变10kV洋边线613","莲峰村11#变","3506232501004002",227.444,"黄色"]
[1587,"惠安县","松村变10kV洋边线613","莲峰村1＃变","QZHA07081",271.44,"绿色"]
[1588,"惠安县","松村变10kV洋边线613","莲峰村4＃变","QZHA07175",207.188,"黄色"]
[1589,"惠安县","松村变10kV洋边线613","莲峰东内#3变","QZHA07082",243.012,"黄色"]
[1590,"惠安县","松村变10kV东山线618","螺山3#","QZHA08026",348.02,"绿色"]
[1591,"惠安县","松村变10kV东山线618","螺山5#","0001412509",504,"绿色"]
[1592,"惠安县","松村变10kV螺山线610","螺山北台农网#2变","QZHA08025",504,"绿色"]
[1593,"惠安县","松村变10kV螺山线610","螺山村#1变","QZHA08002",383.636,"绿色"]
[1594,"惠安县","松村变10kV螺山线610","南东3#","QZHA08064",320,"绿色"]
[1595,"惠安县","松村变10kV螺山线610","南东＃１变","QZHA08011",363.7,"绿色"]
[1596,"惠安县","松村变10kV螺山线610","南东军房#2变","QZHA08033",236.328,"黄色"]
[1597,"惠安县","松村变10kV螺山线610","南西1#变","QZHA08031",252,"绿色"]
[1598,"惠安县","松村变10kV东山线618","南西3#","QZHA08017",320,"绿色"]
[1599,"惠安县","松村变10kV螺山线610","南西村#7变","3M80509000037420",549.096,"绿色"]
[1600,"惠安县","松村变10kV东山线618","南西村2#变","QZHA08032",320,"绿色"]
[1601,"惠安县","松村变10kV东山线618","南西东湖5#","0001647503",320,"绿色"]
[1602,"惠安县","松村变10kV螺山线610","南西市场#6变","0002218986",320,"绿色"]
[1603,"惠安县","松村变10kV东山线618","前峰1#","QZHA08034",274.76,"绿色"]
[1604,"惠安县","松村变10kV东山线618","前峰15#变","3511241801012014",320,"绿色"]
[1605,"惠安县","松村变10kV东山线618","前峰4#","QZHA08042",334.112,"绿色"]
[1606,"惠安县","松村变10kV东山线618","前峰5#","QZHA08047",426.284,"绿色"]
[1607,"惠安县","松村变10kV东山线618","前峰6#","QZHA08066",261.936,"绿色"]
[1608,"惠安县","松村变10kV东山线618","前峰7#变","0002034959",252,"绿色"]
[1609,"惠安县","松村变10kV东山线618","前峰8#变","3M80509000011445",252,"绿色"]
[1610,"惠安县","松村变10kV东山线618","前峰村#9变","3M80509000054264",320,"绿色"]
[1611,"惠安县","松村变10kV东山线618","前峰村3＃变","3512230101005001",569.16,"绿色"]
[1612,"惠安县","松村变10kV东山线618","前海村2#变","QZHA08008",344.372,"绿色"]
[1613,"惠安县","松村变10kV东山线618","前群#2变","QZHA08024",364.556,"绿色"]
[1614,"惠安县","松村变10kV东山线618","前群5#","0001411513",277.424,"绿色"]
[1615,"惠安县","松村变10kV螺山线610","前群6#","0001938587",178.704,"绿色"]
[1616,"惠安县","松村变10kV螺山线610","前群村#9变","3M80509000038060",344.636,"绿色"]
[1617,"惠安县","松村变10kV东山线618","前群村1#变","QZHA08027",547.44,"绿色"]
[1618,"惠安县","松村变10kV东山线618","前群村7#变","3M80509000023123",384.128,"绿色"]
[1619,"惠安县","松村变10kV洋边线613","山前#6","0001141004",470.62,"黄色"]
[1620,"惠安县","松村变10kV洋边线613","山前1#","QZHA07077",269.796,"绿色"]
[1621,"惠安县","松村变10kV洋边线613","山前4#","QZHA07183",139.21,"黄色"]
[1622,"惠安县","松村变10kV洋边线613","山前村2#","3512221601004284",340.676,"绿色"]
[1623,"惠安县","松村变10kV洋边线613","山前村3＃变","QZHA07014",373.808,"绿色"]
[1624,"惠安县","松村变10kV洋边线613","山前村7#变","3M80509000020741",539.28,"绿色"]
[1625,"惠安县","松村变10kV杜厝线619","松村#6变","0002218987",546.84,"绿色"]
[1626,"惠安县","松村变10kV杜厝线619","松村#7变","3M80509000046259",368.876,"绿色"]
[1627,"惠安县","松村变10kV杜厝线619","松村村5#变","QZHA07110",345.404,"绿色"]
[1628,"惠安县","松村变10kV杜厝线619","松村青兰山安置1#","QZHA07148",141.164,"黄色"]
[1629,"惠安县","松村变10kV杜厝线619","松村青兰山安置2#","QZHA07126",228.884,"黄色"]
[1630,"惠安县","松村变10kV杜厝线619","松村上仓农网#2","QZHA07087",413.16,"绿色"]
[1631,"惠安县","松村变10kV东山线618","小岞南西4#变","QZHA08055",290.83,"绿色"]
[1632,"惠安县","松村变10kV螺山线610","小岞镇东山村#7变","3M80509000067024",276.272,"黄色"]
[1633,"惠安县","松村变10kV螺山线610","小岞镇东山村#8变","3M80509000067025",343.604,"绿色"]
[1634,"惠安县","松村变10kV螺山线610","小岞镇螺山村#11变","3508241401013009",160,"绿色"]
[1635,"惠安县","松村变10kV螺山线610","小岞镇螺山村#8变","3506232701005025",533.6,"绿色"]
[1636,"惠安县","松村变10kV螺山线610","小岞镇螺山村#9变","3512220901011020",344.444,"绿色"]
[1637,"惠安县","松村变10kV螺山线610","小岞镇南东村#4变","3503241901008007",519.48,"绿色"]
[1638,"惠安县","松村变10kV东山线618","小岞镇南西村#8变","3M80509000092931",320,"绿色"]
[1639,"惠安县","松村变10kV东山线618","小岞镇前峰村#10变","3M80509000072812",306.692,"黄色"]
[1640,"惠安县","松村变10kV东山线618","小岞镇前峰村#11变","3512230101004002",502.44,"黄色"]
[1641,"惠安县","松村变10kV东山线618","小岞镇前峰村#2箱变","3511231601007017",558.5,"绿色"]
[1642,"惠安县","松村变10kV东山线618","小岞镇前群村#11变","3510241801017025",401.936,"绿色"]
[1643,"惠安县","松村变10kV螺山线610","小岞镇前群村3#变","3506232701004023",581.88,"绿色"]
[1644,"惠安县","松村变10kV东山线618","小岞镇新桥村#10变","3M80509000141997",226.172,"黄色"]
[1645,"惠安县","松村变10kV螺山线610","小岞镇新桥村#9变","3506240201005004",354.248,"绿色"]
[1646,"惠安县","松村变10kV东山线618","小岞镇新桥村8#变","3M80509000056138",294.308,"黄色"]
[1647,"惠安县","松村变10kV螺山线610","小乍后内#3","QZHA08039",345.608,"绿色"]
[1648,"惠安县","松村变10kV螺山线610","小乍螺山宫边农网#4变","QZHA08054",180.144,"黄色"]
[1649,"惠安县","松村变10kV东山线618","小乍新桥#1变","QZHA08029",238.872,"黄色"]
[1650,"惠安县","松村变10kV东山线618","新桥2#","QZHA08022",350.276,"绿色"]
[1651,"惠安县","松村变10kV螺山线610","新桥4#","QZHA08061",188.036,"黄色"]
[1652,"惠安县","松村变10kV东山线618","新桥5#","0001648004",353.624,"绿色"]
[1653,"惠安县","松村变10kV东山线618","新桥6#变","0002034464",290.752,"绿色"]
[1654,"惠安县","松村变10kV东山线618","新桥村7#变","3M80509000034579",281.048,"黄色"]
[1655,"惠安县","松村变10kV东山线618","新桥农网#3","QZHA08048",296.71,"绿色"]
[1656,"惠安县","松村变10kV洋边线613","星河城#1变","3M80509000059876",640,"绿色"]
[1657,"惠安县","松村变10kV洋边线613","星河城#2变","3M80509000059877",669.13,"绿色"]
[1658,"惠安县","松村变10kV洋边线613","星河城#3变","3M80509000059878",640,"绿色"]
[1659,"惠安县","松村变10kV洋边线613","星河城#4变","3M80509000059879",655.39,"绿色"]
[1660,"惠安县","松村变10kV洋边线613","洋边2#","3512221601007312",568.36,"绿色"]
[1661,"惠安县","松村变10kV洋边线613","洋边5#","0002034462",165.82,"绿色"]
[1662,"惠安县","松村变10kV湖街线628","10kV净峰镇赤土尾#8箱变","3M80509000114574",375.94,"黄色"]
[1663,"惠安县","松村变10kV湖街线628","10kV净峰镇墩南村#10箱变","3M80509000086164",274.336,"黄色"]
[1664,"惠安县","松村变10kV湖街线628","赤土尾4#","0001645510",289.216,"黄色"]
[1665,"惠安县","松村变10kV湖街线628","赤土尾村5#变","3M80509000047040",350.096,"绿色"]
[1666,"惠安县","松村变10kV湖街线628","赤土尾村6#变","3M80509000053936",320,"绿色"]
[1667,"惠安县","松村变10kV湖街线628","赤土尾村村部农网2#变","QZHA07012",372.128,"绿色"]
[1668,"惠安县","松村变10kV湖街线628","东洋#2变","QZHA07067",240.96,"黄色"]
[1669,"惠安县","松村变10kV湖街线628","东洋村1#变","QZHA07068",151.832,"黄色"]
[1670,"惠安县","松村变10kV湖街线628","东洋村5#变","3506231301005031",264.188,"黄色"]
[1671,"惠安县","松村变10kV湖街线628","东洋农网#3","0002033966",189.41,"黄色"]
[1672,"惠安县","松村变10kV墩中线629","墩北8#","0001524503",330.456,"绿色"]
[1673,"惠安县","松村变10kV墩中线629","墩北9#变","0001525005",354.94,"绿色"]
[1674,"惠安县","松村变10kV后内线620","墩北村#10变","3M80509000031284",368.98,"绿色"]
[1675,"惠安县","松村变10kV墩中线629","墩北村11#变","3M80509000035979",307.652,"黄色"]
[1676,"惠安县","松村变10kV墩中线629","墩北村12#变","3M80509000033879",243.356,"黄色"]
[1677,"惠安县","松村变10kV湖街线628","墩北村6#变","QZHA07152",320,"绿色"]
[1678,"惠安县","松村变10kV墩中线629","墩北村坑园农网4#","QZHA07090",356.2,"黄色"]
[1679,"惠安县","松村变10kV墩中线629","墩北村上厅农网#3","QZHA07091",232.608,"黄色"]
[1680,"惠安县","松村变10kV墩中线629","墩北村中学边7#变","QZHA07180",137.36,"黄色"]
[1681,"惠安县","松村变10kV墩中线629","墩北上厅#5变","QZHA07111",422.68,"黄色"]
[1682,"惠安县","松村变10kV墩中线629","墩北塘头农网#1","QZHA07086",112.8,"黄色"]
[1683,"惠安县","松村变10kV墩中线629","墩北塘头农网#2","QZHA07085",472.66,"黄色"]
[1684,"惠安县","松村变10kV后内线620","墩南#8变","3M80509000027510",148.568,"黄色"]
[1685,"惠安县","松村变10kV湖街线628","墩南6#","3512222501001217",475.58,"黄色"]
[1686,"惠安县","松村变10kV后内线620","墩南7#变","QZHA07181",208.944,"黄色"]
[1687,"惠安县","松村变10kV后内线620","墩南村2#变","QZHA07018",238.904,"黄色"]
[1688,"惠安县","松村变10kV湖街线628","墩南村4#","QZHA07100",345.5,"绿色"]
[1689,"惠安县","松村变10kV后内线620","墩南后康#1","QZHA07021",228.092,"黄色"]
[1690,"惠安县","松村变10kV湖街线628","墩南后型农网#3","QZHA07020",129.24,"黄色"]
[1691,"惠安县","松村变10kV后内线620","墩中#5变（东透）","0000935013",98.19,"黄色"]
[1692,"惠安县","松村变10kV后内线620","墩中6#","0001141005",376.1,"绿色"]
[1693,"惠安县","松村变10kV后内线620","墩中村7#变","3M80509000026398",339.06,"绿色"]
[1694,"惠安县","松村变10kV墩中线629","墩中村南头农网3#","QZHA07084",544.46,"绿色"]
[1695,"惠安县","松村变10kV墩中线629","墩中西蔡4＃变","QZHA07109",484.5,"黄色"]
[1696,"惠安县","松村变10kV后内线620","墩中张厝1#变","QZHA07083",239.844,"黄色"]
[1697,"惠安县","松村变10kV后内线620","墩中郑厝农网#2","QZHA07032",241.488,"黄色"]
[1698,"惠安县","松村变10kV前海线622","港湾壹号配电室#1变压器","3M80509000078071",800,"绿色"]
[1699,"惠安县","松村变10kV前海线622","港湾壹号配电室#2变压器","3M80509000078072",800,"绿色"]
[1700,"惠安县","松村变10kV湖街线628","湖街#4变","QZHA07101",411.272,"绿色"]
[1701,"惠安县","松村变10kV湖街线628","湖街10#变","0002034463",97.5,"黄色"]
[1702,"惠安县","松村变10kV湖街线628","湖街8#","QZHA07166",345.74,"绿色"]
[1703,"惠安县","松村变10kV湖街线628","湖街村11#变压器","3M80509000026399",334.784,"绿色"]
[1704,"惠安县","松村变10kV湖街线628","湖街村15#变","3505231001003232",92.636,"黄色"]
[1705,"惠安县","松村变10kV后内线620","湖街后厝9#","0001648003",293.288,"黄色"]
[1706,"惠安县","松村变10kV后内线620","湖街口湖6#变","QZHA07137",489.28,"黄色"]
[1707,"惠安县","松村变10kV后内线620","湖街口湖农网#1变","QZHA07075",271.316,"黄色"]
[1708,"惠安县","松村变10kV湖街线628","湖街西邱2#","QZHA07076",234.024,"黄色"]
[1709,"惠安县","松村变10kV湖街线628","湖街下中湖3#","QZHA07058",183.416,"黄色"]
[1710,"惠安县","松村变10kV前海线622","惠裕嘉园#1变","3M80509000068199",658.93,"绿色"]
[1711,"惠安县","松村变10kV前海线622","惠裕嘉园#2变","3M80509000068200",640,"绿色"]
[1712,"惠安县","松村变10kV湖街线628","净峰湖街#5","QZHA07114",305.48,"黄色"]
[1713,"惠安县","松村变10kV湖街线628","净峰镇赤土尾#1变","QZHA07062",283.28,"黄色"]
[1714,"惠安县","松村变10kV湖街线628","净峰镇赤土尾村#9变","3M80509000146655",313.892,"黄色"]
[1715,"惠安县","松村变10kV湖街线628","净峰镇东洋村#4变","3M80509000072405",319.844,"黄色"]
[1716,"惠安县","松村变10kV湖街线628","净峰镇东洋村#6变","3509242101004002",304.328,"黄色"]
[1717,"惠安县","松村变10kV墩中线629","净峰镇墩北村#17变","3508232401004005",334.316,"绿色"]
[1718,"惠安县","松村变10kV后内线620","净峰镇墩南村#12变","3M80509000133159",272.768,"黄色"]
[1719,"惠安县","松村变10kV后内线620","净峰镇墩中村#11变","3505232001001028",227.636,"黄色"]
[1720,"惠安县","松村变10kV后内线620","净峰镇墩中村#8变","3M80509000132844",371.252,"绿色"]
[1721,"惠安县","松村变10kV后内线620","净峰镇墩中村#9变","3504241601007013",344.312,"绿色"]
[1722,"惠安县","松村变10kV湖街线628","净峰镇湖街#16变","3512221301001853",482.28,"黄色"]
[1723,"惠安县","松村变10kV湖街线628","净峰镇湖街村#12变","3M80509000071513",245.108,"黄色"]
[1724,"惠安县","松村变10kV前海线622","净峰镇前群村8#变","3512223001000629",504,"绿色"]
[1725,"惠安县","松村变10kV湖街线628","净峰镇山前村10#变","3509231501005022",224.6,"黄色"]
[1726,"惠安县","松村变10kV湖街线628","净峰镇洋边村#10变","3512222701006145",249.428,"黄色"]
[1727,"惠安县","松村变10kV前海线622","前海#4 变","QZHA08059",311.952,"绿色"]
[1728,"惠安县","松村变10kV前海线622","前海3#","QZHA08045",349.912,"绿色"]
[1729,"惠安县","松村变10kV前海线622","前海村#5变","3M80509000038159",365.144,"绿色"]
[1730,"惠安县","松村变10kV前海线622","前海下乡#1变","QZHA08009",378.848,"绿色"]
[1731,"惠安县","松村变10kV前海线622","前群#4变","QZHA08058",346.728,"绿色"]
[1732,"惠安县","松村变10kV前海线622","山前5#","QZHA07187",234.056,"黄色"]
[1733,"惠安县","松村变10kV后内线620","万家滨海湾#1变","3M80509000041528",507.1,"绿色"]
[1734,"惠安县","松村变10kV前海线622","万家滨海湾#2变","3M80509000041527",515.06,"绿色"]
[1735,"惠安县","松村变10kV后内线620","万家滨海湾#3变","3M80509000041526",514.34,"绿色"]
[1736,"惠安县","松村变10kV前海线622","万家滨海湾#4变","3M80509000041574",513.18,"绿色"]
[1737,"惠安县","松村变10kV前海线622","万家滨海湾#5变","3M80509000143039",811.82,"绿色"]
[1738,"惠安县","松村变10kV后内线620","万家滨海湾#6变","3M80509000143040",821.45,"绿色"]
[1739,"惠安县","松村变10kV前海线622","万家滨海湾#7变","3M80509000143041",650.2,"绿色"]
[1740,"惠安县","松村变10kV后内线620","万家滨海湾#8变","3M80509000143042",646.36,"绿色"]
[1741,"惠安县","松村变10kV前海线622","小岞镇前海村#7变","3M80509000072590",320,"绿色"]
[1742,"惠安县","松村变10kV湖街线628","洋边#3变","QZHA07154",168.144,"黄色"]
[1743,"惠安县","松村变10kV湖街线628","洋边4#","0001947911",298.736,"黄色"]
[1744,"惠安县","松村变10kV湖街线628","洋边村#6变","3M80509000038601",299.936,"黄色"]
[1745,"惠安县","松村变10kV湖街线628","洋边村1#变","QZHA07065",360.128,"绿色"]
[1746,"惠安县","松村变10kV湖街线628","洋边村8#变","3504232701002149",280.388,"黄色"]
[1747,"惠安县","松村变10kV后内线620","镇区安置1#","QZHA07149",250.496,"黄色"]
[1748,"惠安县","松村变10kV后内线620","镇区安置2#","QZHA07150",148.976,"黄色"]
[1749,"惠安县","松村变10kV后内线620","镇区安置3#","QZHA07142",88.928,"黄色"]
[1750,"惠安县","松村变10kV后内线620","镇区安置4#","3512222101007224",88.628,"黄色"]
[1751,"惠安县","松村变10kV后内线620","镇区安置5#","QZHA07144",65.104,"黄色"]
[1752,"惠安县","松村变10kV后内线620","镇区安置6#","QZHA07145",146.528,"绿色"]
[1753,"惠安县","松村变10kV后内线620","镇区安置7#","QZHA07146",94.344,"黄色"]
[1754,"惠安县","上曾变10kV洋井线934","惠安县汾阳投资开发有限公司1#变","3M80509000043660",654.976,"绿色"]
[1755,"惠安县","上曾变10kV洋井线934","惠安县汾阳投资开发有限公司3#变","3M80509000043637",526.04,"绿色"]
[1756,"惠安县","上曾变10kV洋井线934","惠安县汾阳投资开发有限公司4#变","3M80509000043649",516.24,"绿色"]
[1757,"惠安县","上曾变10kV洋井线934","金龙华庭10#变","3512230801010005",659.35,"绿色"]
[1758,"惠安县","上曾变10kV洋井线934","金龙华庭12#变","3512230801010006",647.77,"绿色"]
[1759,"惠安县","上曾变10kV洋井线934","金龙华庭14#变","3512230801010008",655.09,"绿色"]
[1760,"惠安县","上曾变10kV洋井线934","金龙华庭16#变","3512230801004033",655.54,"绿色"]
[1761,"惠安县","上曾变10kV洋井线934","金龙华庭2#变","3512230801004024",664.06,"绿色"]
[1762,"惠安县","上曾变10kV洋井线934","金龙华庭4#变","3512230801004025",664.33,"绿色"]
[1763,"惠安县","上曾变10kV洋井线934","金龙华庭6#变","3512230801004027",647.35,"绿色"]
[1764,"惠安县","上曾变10kV洋井线934","金龙华庭8#变","3512230801004029",655.48,"绿色"]
[1765,"惠安县","上曾变10kV洋井线934","泉州胜辉房地产开发有限公司1#变","3M80509000032420",400,"绿色"]
[1766,"惠安县","上曾变10kV洋井线934","泉州胜辉房地产开发有限公司2#变","3M80509000032421",416.992,"绿色"]
[1767,"惠安县","上曾变10kV洋井线934","上溪园A地块2#变","3512222301002851",799.49,"黄色"]
[1768,"惠安县","上曾变10kV洋井线934","上溪园A地块4#变","3512222301005018",669.31,"绿色"]
[1769,"惠安县","上曾变10kV洋井线934","上溪园A地块6#变","3512222301005022",839.33,"绿色"]
[1770,"惠安县","上曾变10kV坪尾线931","省吟10#变","QZHA16129",215.184,"黄色"]
[1771,"惠安县","上曾变10kV洋井线934","省吟12#","QZHA16196",7.29599999999999,"黄色"]
[1772,"惠安县","上曾变10kV坪尾线931","省吟13#","QZHA16220",329.552,"绿色"]
[1773,"惠安县","上曾变10kV洋井线934","省吟16#变","0001038022",105.528,"黄色"]
[1774,"惠安县","上曾变10kV坪尾线931","省吟17#变","3M80509000009783",112.04,"黄色"]
[1775,"惠安县","上曾变10kV洋井线934","省吟2#变","QZHA16119",88.368,"黄色"]
[1776,"惠安县","上曾变10kV坪尾线931","省吟20#变","3M80509000038839",0,"红色"]
[1777,"惠安县","上曾变10kV坪尾线931","省吟4#变","QZHA16121",65.672,"黄色"]
[1778,"惠安县","上曾变10kV洋井线934","省吟7#变","QZHA16120",77.488,"黄色"]
[1779,"惠安县","上曾变10kV坪尾线931","省吟8#变","QZHA16118",165.936,"黄色"]
[1780,"惠安县","上曾变10kV洋井线934","省吟村24#变","3M80509000085646",160,"绿色"]
[1781,"惠安县","上曾变10kV坪尾线931","省吟村钱厝1#变","QZHA16067",190.82,"黄色"]
[1782,"惠安县","上曾变10kV坪尾线931","省吟杏尾6#变","QZHA16049",113.192,"黄色"]
[1783,"惠安县","上曾变10kV洋井线934","胜辉花园大厦#2变","3M80509000127189",823.16,"绿色"]
[1784,"惠安县","上曾变10kV洋井线934","胜辉花园大厦#4变","3M80509000127191",800,"绿色"]
[1785,"惠安县","上曾变10kV坪尾线931","亭林村5#","0000716006",81.032,"黄色"]
[1786,"惠安县","上曾变10kV洋井线934","中骏珑景阁（泉北中央城B1地块）2#变","3510230801005010",649.18,"绿色"]
[1787,"惠安县","上曾变10kV洋井线934","中骏珑景阁（泉北中央城B1地块）4#变","3510230801005012",509.16,"绿色"]
[1788,"惠安县","上曾变10kV萍高线945","南惠高速上田服务区公共充电站1#变（惠安方向）","3M80509000127312",504,"绿色"]
[1789,"惠安县","上曾变10kV杏尾线946","埔兜2#变","QZHA16043",289.856,"黄色"]
[1790,"惠安县","上曾变10kV杏尾线946","埔兜3#","QZHA16042",103.796,"黄色"]
[1791,"惠安县","上曾变10kV杏尾线946","埔兜4#变","QZHA16290",152.672,"黄色"]
[1792,"惠安县","上曾变10kV杏尾线946","埔兜6#","0001157505",114.128,"黄色"]
[1793,"惠安县","上曾变10kV杏尾线946","埔兜7#","0000961510",226.916,"黄色"]
[1794,"惠安县","上曾变10kV杏尾线946","埔兜8#","0002096038",204.36,"黄色"]
[1795,"惠安县","上曾变10kV杏尾线946","埔兜村9#变","3507252901008004",323.408,"绿色"]
[1796,"惠安县","上曾变10kV萍高线945","上田2#","QZHA15083",141.544,"黄色"]
[1797,"惠安县","上曾变10kV亭林线948","亭林村3#","QZHA16227",99.328,"黄色"]
[1798,"惠安县","上曾变10kV亭林线948","亭林村4#变","QZHA16232",38.072,"黄色"]
[1799,"惠安县","上曾变10kV亭林线948","亭林村6#变","3M80509000090194",155.696,"黄色"]
[1800,"惠安县","上曾变10kV亭林线948","亭林村林厝1#","QZHA16044",0,"红色"]
[1801,"惠安县","上曾变10kV亭林线948","亭林村染厝2#","QZHA16050",78.74,"黄色"]
[1802,"惠安县","散湖变10kV后许线912","10kV后坑村9#变","3M80509000117009",320.88,"黄色"]
[1803,"惠安县","散湖变10kV东埭线915","东桥镇东桥村#11变","3M80509000020482",328.016,"绿色"]
[1804,"惠安县","散湖变10kV后许线912","东桥镇后建村#10变","3509250101004003",320,"绿色"]
[1805,"惠安县","散湖变10kV坑尾线914","东桥镇后建村#1变","QZHA06064",146.984,"黄色"]
[1806,"惠安县","散湖变10kV坑尾线914","东桥镇后建村#2变","QZHA06065",211.272,"黄色"]
[1807,"惠安县","散湖变10kV坑尾线914","东桥镇后建村#4变","QZHA06149",24.872,"黄色"]
[1808,"惠安县","散湖变10kV后许线912","东桥镇后建村#8变","3M80509000069791",24.696,"黄色"]
[1809,"惠安县","散湖变10kV坑尾线914","东桥镇后建村#9变","3505242501000004",274.3777,"黄色"]
[1810,"惠安县","散湖变10kV梅庄线911","东桥镇坑尾村#9变","3511231501001016",338.876,"绿色"]
[1811,"惠安县","散湖变10kV坑尾线914","东桥镇莲塘村#3变","3503251101013010",259.352,"黄色"]
[1812,"惠安县","散湖变10kV东埭线915","东桥镇燎原村#10变","3M80509000046479",287.924,"黄色"]
[1813,"惠安县","散湖变10kV东埭线915","东桥镇燎原村#3变","QZHA06079",263.424,"黄色"]
[1814,"惠安县","散湖变10kV坑尾线914","东桥镇燎原村#6变","QZHA05202",274.3777,"绿色"]
[1815,"惠安县","散湖变10kV东埭线915","东桥镇燎原村#7变","0001954139",276.836,"黄色"]
[1816,"惠安县","散湖变10kV坑尾线914","东桥镇燎原村#8变","3M80509000009841",267.38,"黄色"]
[1817,"惠安县","散湖变10kV东埭线915","东桥镇燎原村#9变","3M80509000025345",267.144,"绿色"]
[1818,"惠安县","散湖变10kV东埭线915","东桥镇梅庄村#1变","QZHA06074",257.396,"黄色"]
[1819,"惠安县","散湖变10kV东埭线915","东桥镇梅庄村#2变","QZHA06071",225,"黄色"]
[1820,"惠安县","散湖变10kV东埭线915","东桥镇梅庄村#3变","QZHA06031",443.22,"黄色"]
[1821,"惠安县","散湖变10kV东埭线915","东桥镇梅庄村#4变","QZHA06150",184.46,"黄色"]
[1822,"惠安县","散湖变10kV东埭线915","东桥镇梅庄村#5变","3M80509000024875",149.108,"黄色"]
[1823,"惠安县","散湖变10kV坑尾线914","东桥镇梅庄村#6变","3M80509000062889",274.3777,"黄色"]
[1824,"惠安县","散湖变10kV东埭线915","东桥镇梅庄村#7变","3507241101007035",175.412,"黄色"]
[1825,"惠安县","散湖变10kV东埭线915","东桥镇梅庄村#8变","3507250901008008",320,"绿色"]
[1826,"惠安县","散湖变10kV东埭线915","东桥镇埔殊村#1变","QZHA06072",232.292,"黄色"]
[1827,"惠安县","散湖变10kV梅庄线911","东桥镇埔殊村#6变","3M80509000050518",206.936,"黄色"]
[1828,"惠安县","散湖变10kV后许线912","后坑#3箱式变","QZHA04029",481.22,"黄色"]
[1829,"惠安县","散湖变10kV后许线912","后坑#6变","0002434517",113.06,"黄色"]
[1830,"惠安县","散湖变10kV后许线912","后坑1#","QZHA04132",120.512,"黄色"]
[1831,"惠安县","散湖变10kV后许线912","后坑2#变","QZHA04028",158.816,"黄色"]
[1832,"惠安县","散湖变10kV后许线912","后坑5#","QZHA04278",229.176,"黄色"]
[1833,"惠安县","散湖变10kV后许线912","后坑村#8变","3M80509000068848",202.136,"黄色"]
[1834,"惠安县","散湖变10kV后许线912","后坑村10#变","3503230901000285",231.848,"黄色"]
[1835,"惠安县","散湖变10kV后许线912","后坑村4#","QZHA04230",234.396,"黄色"]
[1836,"惠安县","散湖变10kV后许线912","后坑村7#变","3M80509000011290",337.454,"绿色"]
[1837,"惠安县","散湖变10kV后许线912","后许#6变","0002086009",202.608,"黄色"]
[1838,"惠安县","散湖变10kV后许线912","后许村#12变","3503231301000156",267.356,"黄色"]
[1839,"惠安县","散湖变10kV后许线912","后许村#3变","QZHA04112",175.944,"黄色"]
[1840,"惠安县","散湖变10kV后许线912","后许村#5变","QZHA04070",232.624,"黄色"]
[1841,"惠安县","散湖变10kV后许线912","后许村#7变","0002196977",183.62,"黄色"]
[1842,"惠安县","散湖变10kV后许线912","后许村#9变","3M80509000016623",72.512,"黄色"]
[1843,"惠安县","散湖变10kV后许线912","后许村8#变","3M80509000011292",534.7,"绿色"]
[1844,"惠安县","散湖变10kV后许线912","华总A区#2变","0002268014",666.688,"绿色"]
[1845,"惠安县","散湖变10kV后许线912","华总A区#3变","3501230701000009",800,"绿色"]
[1846,"惠安县","散湖变10kV后许线912","南星村8#变","3M80509000011293",47.566,"黄色"]
[1847,"惠安县","散湖变10kV后许线912","泉州源盛房地产开发有限公司（3#）","3M80509000095673",500.7,"黄色"]
[1848,"惠安县","散湖变10kV后许线912","泉州源盛房地产开发有限公司（4#）","3M80509000095677",504,"绿色"]
[1849,"惠安县","散湖变10kV后许线912","泉州源盛房地产开发有限公司（5#）","3M80509000095678",511.88,"绿色"]
[1850,"惠安县","散湖变10kV后许线912","泉州源盛房地产开发有限公司（6#）","3M80509000095679",513.04,"绿色"]
[1851,"惠安县","散湖变10kV梅庄线911","社坝#5变","3M80509000042641",5.49599999999998,"黄色"]
[1852,"惠安县","散湖变10kV后许线912","社坑#1","QZHA04158",169.076,"黄色"]
[1853,"惠安县","散湖变10kV后许线912","社坑#3","QZHA04026",261.152,"黄色"]
[1854,"惠安县","散湖变10kV后许线912","社坑#8变","3M80509000025695",284.984,"黄色"]
[1855,"惠安县","散湖变10kV后许线912","社坑11#变","3503252701004002",252.848,"黄色"]
[1856,"惠安县","散湖变10kV后许线912","社坑2#变","QZHA04027",268.5,"黄色"]
[1857,"惠安县","散湖变10kV后许线912","社坑4#","QZHA04248",329.216,"绿色"]
[1858,"惠安县","散湖变10kV后许线912","社坑5#","QZHA04275",292.472,"黄色"]
[1859,"惠安县","散湖变10kV后许线912","社坑村#9变","3M80509000093314",158.648,"黄色"]
[1860,"惠安县","散湖变10kV后许线912","社坑村12#变","3508250501009012",320,"绿色"]
[1861,"惠安县","散湖变10kV后许线912","社坑村7#变","3M80509000011291",184.48,"绿色"]
[1862,"惠安县","散湖变10kV五柳线944","东桥镇东湖村#1变","QZHA05120",40.86,"黄色"]
[1863,"惠安县","散湖变10kV五柳线944","东桥镇东湖村#2变","QZHA05122",100.97,"黄色"]
[1864,"惠安县","散湖变10kV五柳线944","东桥镇东湖村#3变","QZHA05121",210.608,"黄色"]
[1865,"惠安县","散湖变10kV五柳线944","东桥镇东湖村#5变","3M80509000010621",130.79,"黄色"]
[1866,"惠安县","散湖变10kV埔殊线921","东桥镇东湖村#7变","3505230501001131",104.108,"黄色"]
[1867,"惠安县","散湖变10kV五柳线944","东桥镇东湖村#8变","3M80509000147437",237.08,"黄色"]
[1868,"惠安县","散湖变10kV东坂线924","东桥镇坑尾村#5变","0002314020",241.47,"黄色"]
[1869,"惠安县","散湖变10kV东坂线924","东桥镇莲塘村#1变","3M80509000064911",245.66,"黄色"]
[1870,"惠安县","散湖变10kV埔殊线921","东桥镇埔殊村#2变","QZHA06029",215.708,"黄色"]
[1871,"惠安县","散湖变10kV埔殊线921","东桥镇埔殊村#3变","QZHA06073",214.82,"黄色"]
[1872,"惠安县","散湖变10kV埔殊线921","东桥镇埔殊村#4变","QZHA06151",122.32,"黄色"]
[1873,"惠安县","散湖变10kV埔殊线921","东桥镇埔殊村#5变","0001953635",284.612,"黄色"]
[1874,"惠安县","散湖变10kV埔殊线921","东桥镇埔殊村#7变","3M80509000044367",324.56,"绿色"]
[1875,"惠安县","散湖变10kV南湖线926","东桥镇散湖村#2变","QZHA06076",173.244,"黄色"]
[1876,"惠安县","散湖变10kV南湖线926","东桥镇散湖村#4变","0002033458",293.072,"黄色"]
[1877,"惠安县","散湖变10kV五柳线944","东桥镇散湖村#6变","3M80509000033156",268.088,"黄色"]
[1878,"惠安县","散湖变10kV西斗线925","东桥镇散湖村#7变","3M80509000050589",294.8,"黄色"]
[1879,"惠安县","散湖变10kV通港线923","东桥镇珩海村#10变","3507231401005024",282.56,"黄色"]
[1880,"惠安县","散湖变10kV通港线923","东桥镇珩海村#11变","3510232001005007",353.864,"绿色"]
[1881,"惠安县","散湖变10kV通港线923","东桥镇珩海村#1变","QZHA06006",299.6,"黄色"]
[1882,"惠安县","散湖变10kV通港线923","东桥镇珩海村#2变","QZHA06075",356.888,"绿色"]
[1883,"惠安县","散湖变10kV通港线923","东桥镇珩海村#3变","QZHA06081",272.228,"黄色"]
[1884,"惠安县","散湖变10kV通港线923","东桥镇珩海村#4变","QZHA06158",192.308,"黄色"]
[1885,"惠安县","散湖变10kV通港线923","东桥镇珩海村#5变","0002024459",311.024,"黄色"]
[1886,"惠安县","散湖变10kV通港线923","东桥镇珩海村#7变","3M80509000031121",310.016,"黄色"]
[1887,"惠安县","散湖变10kV通港线923","东桥镇珩海村#8变","3M80509000089792",241.532,"黄色"]
[1888,"惠安县","散湖变10kV通港线923","东桥镇珩山村#6变","0002071987",212.028,"黄色"]
[1889,"惠安县","散湖变10kV通港线923","东桥镇珩山村#7变","3M80509000033419",320,"绿色"]
[1890,"惠安县","散湖变10kV通港线923","东桥镇珩山村#8变","3510241101008011",311.66,"黄色"]
[1891,"惠安县","散湖变10kV埔殊线921","坑南1#","QZHA04167",17.144,"黄色"]
[1892,"惠安县","散湖变10kV埔殊线921","坑南2#","QZHA04166",182.408,"黄色"]
[1893,"惠安县","散湖变10kV埔殊线921","坑南6#变","3M80509000027341",208.688,"黄色"]
[1894,"惠安县","散湖变10kV埔殊线921","坑南村#4变","0001144007",96.192,"黄色"]
[1895,"惠安县","散湖变10kV埔殊线921","坑南村7#变","3M80509000120008",116.072,"黄色"]
[1896,"惠安县","散湖变10kV埔殊线921","坑南村8#变","3503231601002045",300.716,"黄色"]
[1897,"惠安县","散湖变10kV埔殊线921","坑南村南库3#变","QZHA04060",329.264,"绿色"]
[1898,"惠安县","散湖变10kV五柳线944","南星#9变","3M80509000025900",194.888,"黄色"]
[1899,"惠安县","散湖变10kV五柳线944","南星1#","QZHA04035",217.688,"黄色"]
[1900,"惠安县","散湖变10kV五柳线944","南星2#","QZHA04146",182.004,"黄色"]
[1901,"惠安县","散湖变10kV五柳线944","南星3#变","QZHA04145",291.416,"黄色"]
[1902,"惠安县","散湖变10kV五柳线944","南星4#变","QZHA04144",186.35,"黄色"]
[1903,"惠安县","散湖变10kV五柳线944","南星5#","QZHA04241",87.256,"黄色"]
[1904,"惠安县","散湖变10kV五柳线944","南星7#变","0002028971",87.21,"黄色"]
[1905,"惠安县","散湖变10kV五柳线944","南星村12#变","3507231201003012",486.06,"黄色"]
[1906,"惠安县","散湖变10kV埔殊线921","社坝#8变","3M80509000138647",162.872,"绿色"]
[1907,"惠安县","散湖变10kV五柳线944","五柳#3变","QZHA04138",0,"红色"]
[1908,"惠安县","散湖变10kV五柳线944","五柳#4变","QZHA04271",0,"红色"]
[1909,"惠安县","散湖变10kV五柳线944","五柳#5","0001767506",176.2,"黄色"]
[1910,"惠安县","散湖变10kV五柳线944","五柳#8变","3M80509000025901",135.98,"黄色"]
[1911,"惠安县","散湖变10kV五柳线944","五柳1#变","QZHA04140",62.176,"黄色"]
[1912,"惠安县","散湖变10kV五柳线944","五柳2#","QZHA04139",217.448,"黄色"]
[1913,"惠安县","散湖变10kV五柳线944","五柳9#变","3M80509000134359",201.2,"黄色"]
[1914,"惠安县","散湖变10kV五柳线944","五柳村10#变","3504241001005008",194.78,"黄色"]
[1915,"惠安县","散湖变10kV五柳线944","五柳村11#变","3505232501001092",231.62,"黄色"]
[1916,"惠安县","散湖变10kV五柳线944","五柳村6#配变","3M80509000011286",18.52,"黄色"]
[1917,"惠安县","南山变10kV陈芹线911","10kV匹克奥林星城#2变","3M80509000069817",862.7,"绿色"]
[1918,"惠安县","南山变10kV陈芹线911","华诚国际#2变","3M80509000060920",504,"绿色"]
[1919,"惠安县","南山变10kV陈芹线911","华诚国际#4变","3M80509000060922",504,"绿色"]
[1920,"惠安县","南山变10kV陈芹线911","华诚国际#6变","3M80509000060925",504,"绿色"]
[1921,"惠安县","南山变10kV胡厝线914","嘉盛房地产#1变","0002256548",680.104,"绿色"]
[1922,"惠安县","南山变10kV胡厝线914","嘉盛房地产#2变","0002256549",665.944,"绿色"]
[1923,"惠安县","南山变10kV胡厝线914","嘉盛房地产#3变","3M80509000016501",687.4,"绿色"]
[1924,"惠安县","南山变10kV胡厝线914","金钳凤凰郡#1变","3M80509000134452",640,"绿色"]
[1925,"惠安县","南山变10kV胡厝线914","金钳凤凰郡#3变","3M80509000134454",648.22,"绿色"]
[1926,"惠安县","南山变10kV慧芯线912","联达嘉园商住小区#1变","3M80509000036879",660.67,"绿色"]
[1927,"惠安县","南山变10kV慧芯线912","联达嘉园商住小区#2变","3M80509000036880",660.25,"绿色"]
[1928,"惠安县","南山变10kV陈芹线911","螺阳镇工农村1#变","QZHA03338",240.272,"黄色"]
[1929,"惠安县","南山变10kV陈芹线911","螺阳镇工农村13#变","3M80509000040207",251.924,"黄色"]
[1930,"惠安县","南山变10kV陈芹线911","螺阳镇工农村16#变","3506230701005051",3.04399999999998,"黄色"]
[1931,"惠安县","南山变10kV陈芹线911","螺阳镇工农村3#变","QZHA03024",6.26400000000001,"黄色"]
[1932,"惠安县","南山变10kV陈芹线911","螺阳镇工农村7#变","3M80509000011485",53.532,"黄色"]
[1933,"惠安县","南山变10kV陈芹线911","螺阳镇工农村8#变","3M80509000010107",73.064,"黄色"]
[1934,"惠安县","南山变10kV陈芹线911","螺阳镇蒋吴村12#变","3504231901001167",335.336,"绿色"]
[1935,"惠安县","南山变10kV陈芹线911","螺阳镇蒋吴村7#变","QZHA2236488",169.21,"黄色"]
[1936,"惠安县","南山变10kV慧芯线912","螺阳镇锦里村6#变","3M80509000138820",164.424,"绿色"]
[1937,"惠安县","南山变10kV黄崎线913","螺阳镇松星村10#变","3511232201005021",284,"黄色"]
[1938,"惠安县","南山变10kV陈芹线911","匹克房地产开发有限公司1#变","3M80509000014881",868.496,"绿色"]
[1939,"惠安县","南山变10kV陈芹线911","匹克房地产开发有限公司3#变","3M80509000014885",415.36,"绿色"]
[1940,"惠安县","南山变10kV慧芯线912","前型村#4变","3M80509000021322",126.32,"黄色"]
[1941,"惠安县","南山变10kV慧芯线912","前型村7#变","3504253001004009",300.78,"黄色"]
[1942,"惠安县","南山变10kV黄崎线913","上村#1变","QZHA09046",298.48,"黄色"]
[1943,"惠安县","南山变10kV黄崎线913","上村#2变","QZHA09145",137.424,"黄色"]
[1944,"惠安县","南山变10kV黄崎线913","上村#3变","QZHA09304",60.56,"黄色"]
[1945,"惠安县","南山变10kV黄崎线913","上村#4变","0001168004",336.116,"绿色"]
[1946,"惠安县","南山变10kV黄崎线913","上村#7变","3M80509000055615",307.76,"黄色"]
[1947,"惠安县","南山变10kV胡厝线914","涂寨#10变","QZHA09264",340.624,"绿色"]
[1948,"惠安县","南山变10kV胡厝线914","涂寨#11变","QZHA09301",315.5,"黄色"]
[1949,"惠安县","南山变10kV胡厝线914","涂寨#12变","0000755505",413.036,"绿色"]
[1950,"惠安县","南山变10kV胡厝线914","涂寨#16变","3M80509000027676",343.256,"绿色"]
[1951,"惠安县","南山变10kV胡厝线914","涂寨#17变","3M80509000038663",393.476,"绿色"]
[1952,"惠安县","南山变10kV胡厝线914","涂寨#1变","QZHA09014",372.89,"绿色"]
[1953,"惠安县","南山变10kV胡厝线914","涂寨#20变","3M80509000090554",170.852,"黄色"]
[1954,"惠安县","南山变10kV胡厝线914","涂寨#24变","3501241901004034",279.224,"黄色"]
[1955,"惠安县","南山变10kV胡厝线914","涂寨#26变","3506232501005027",355.124,"绿色"]
[1956,"惠安县","南山变10kV胡厝线914","涂寨#28变","3507231401003024",336.056,"绿色"]
[1957,"惠安县","南山变10kV胡厝线914","涂寨#29变","3505241401005007",531.44,"绿色"]
[1958,"惠安县","南山变10kV胡厝线914","涂寨#3变","QZHA09162",78.232,"黄色"]
[1959,"惠安县","南山变10kV胡厝线914","涂寨#4变","QZHA09152",339.75,"绿色"]
[1960,"惠安县","南山变10kV胡厝线914","涂寨#6变","QZHA09015",348.03,"绿色"]
[1961,"惠安县","南山变10kV胡厝线914","涂寨#7变","QZHA09056",307.4,"绿色"]
[1962,"惠安县","南山变10kV胡厝线914","涂寨#8变","QZHA09055",151.104,"黄色"]
[1963,"惠安县","南山变10kV胡厝线914","涂寨#9变","QZHA09246",326.832,"绿色"]
[1964,"惠安县","南山变10kV黄崎线913","温厝#7变","3M80509000094468",320.828,"绿色"]
[1965,"惠安县","南山变10kV胡厝线914","文笔华庭#1变","3M80509000130562",800,"绿色"]
[1966,"惠安县","南山变10kV慧芯线912","下园#4变","0001800009",0,"红色"]
[1967,"惠安县","南山变10kV慧芯线912","下园村#1","QZHA03272",326.808,"黄色"]
[1968,"惠安县","南山变10kV慧芯线912","下园村#2变","QZHA03270",215.448,"黄色"]
[1969,"惠安县","南山变10kV慧芯线912","下园村24#变","3505232301001113",306.968,"黄色"]
[1970,"惠安县","南山变10kV慧芯线912","下园村26#变","3504253001004010",323.06,"绿色"]
[1971,"惠安县","南山变10kV慧芯线912","下园村3#变","QZHA04268",187.556,"黄色"]
[1972,"惠安县","南山变10kV慧芯线912","下园社区#15箱式变","3M80509000028699",327.74,"黄色"]
[1973,"惠安县","南山变10kV陈芹线911","新鸿基房地产“城南祥福苑”1#变","3M80509000021167",640,"绿色"]
[1974,"惠安县","南山变10kV黄崎线913","新亭#3变","QZHA09163",169.104,"黄色"]
[1975,"惠安县","南山变10kV胡厝线914","新亭#5变","0001916008",205.792,"绿色"]
[1976,"惠安县","南山变10kV胡厝线914","新亭#8变","3M80509000046579",355.7,"绿色"]
[1977,"惠安县","南山变10kV胡厝线914","新亭#9变","3M80509000093310",329.18,"绿色"]
[1978,"惠安县","南山变10kV陈芹线911","洋坑2#变（东社）","QZHA03342",226.76,"黄色"]
[1979,"惠安县","南山变10kV陈芹线911","洋坑4#（村委会）","QZHA03380",262.448,"黄色"]
[1980,"惠安县","南山变10kV陈芹线911","洋坑5","QZHA03407",361.436,"绿色"]
[1981,"惠安县","南山变10kV黄崎线913","曾厝#1变","QZHA09042",156.65,"黄色"]
[1982,"惠安县","南山变10kV黄崎线913","曾厝#3变","QZHA09306",177.12,"黄色"]
[1983,"惠安县","南山变10kV黄崎线913","曾厝#4变","3M80509000026683",268.34,"黄色"]
[1984,"惠安县","南山变10kV黄崎线913","曾厝#5变","3M80509000046580",156.752,"黄色"]
[1985,"惠安县","南山变10kV黄崎线913","曾厝#6变","3M80509000092448",309.632,"黄色"]
[1986,"惠安县","南山变10kV中保线922","10kV君悦华庭1#配电室13#主变","0002224607",697.8,"绿色"]
[1987,"惠安县","南山变10kV中保线922","10kV君悦华庭2#配电室10#主变","3M80509000011565",640,"绿色"]
[1988,"惠安县","南山变10kV中保线922","10kV君悦华庭2#配电室9#主变","0002224594",766.26,"绿色"]
[1989,"惠安县","南山变10kV芦厝线921","10kV匹克奥林星城#1变","3M80509000069816",800,"绿色"]
[1990,"惠安县","南山变10kV芦厝线921","10kV匹克奥林星城#3变","3M80509000069818",800,"绿色"]
[1991,"惠安县","南山变10kV芦厝线921","10kV匹克奥林星城#4变","3M80509000069819",957.44,"绿色"]
[1992,"惠安县","南山变10kV中保线922","10kV盛世溪南公馆开闭所兼#1配电室#2变","3M80509000098633",877.61,"绿色"]
[1993,"惠安县","南山变10kV中保线922","10kV盛世溪南公馆开闭所兼#1配电室#4变","3M80509000098635",841.22,"绿色"]
[1994,"惠安县","南山变10kV廖厝线923","陈芹#1变","QZHA09110",255.808,"黄色"]
[1995,"惠安县","南山变10kV廖厝线923","陈芹#3变","QZHA09135",271.96,"黄色"]
[1996,"惠安县","南山变10kV廖厝线923","陈芹#4变","0001418503",386.156,"绿色"]
[1997,"惠安县","南山变10kV廖厝线923","陈芹#5变","3M80509000019301",149.108,"黄色"]
[1998,"惠安县","南山变10kV廖厝线923","陈芹#6变","3M80509000055827",300.26,"黄色"]
[1999,"惠安县","南山变10kV廖厝线923","陈芹#7变","3M80509000071407",287.12,"黄色"]
[2000,"惠安县","南山变10kV廖厝线923","陈芹#8变","3501230901011438",162.288,"绿色"]
[2001,"惠安县","南山变10kV顶郭线924","互助#10变","3M80509000019464",355.724,"绿色"]
[2002,"惠安县","南山变10kV顶郭线924","互助#11变","3M80509000062143",215.72,"黄色"]
[2003,"惠安县","南山变10kV顶郭线924","互助#12变","3506230701005030",367.64,"绿色"]
[2004,"惠安县","南山变10kV顶郭线924","互助#1变","QZHA09077",175.456,"绿色"]
[2005,"惠安县","南山变10kV顶郭线924","互助#2变","QZHA09078",363.968,"绿色"]
[2006,"惠安县","南山变10kV顶郭线924","互助#3变","QZHA09003",147.022,"黄色"]
[2007,"惠安县","南山变10kV顶郭线924","互助#4变","QZHA09008",342.8,"绿色"]
[2008,"惠安县","南山变10kV顶郭线924","互助#5变","QZHA09004",282.976,"绿色"]
[2009,"惠安县","南山变10kV顶郭线924","互助#6变","QZHA09252",302.18,"黄色"]
[2010,"惠安县","南山变10kV顶郭线924","互助#7变","QZHA09263",354.212,"绿色"]
[2011,"惠安县","南山变10kV顶郭线924","互助#9变","3M80509000019463",182.404,"绿色"]
[2012,"惠安县","南山变10kV中保线922","君悦华庭1#配电室12#主变","3M80509000011566",640,"绿色"]
[2013,"惠安县","南山变10kV中保线922","坑南#5变","3M80509000020821",0,"红色"]
[2014,"惠安县","南山变10kV廖厝线923","灵山#1变","QZHA09130",82.472,"黄色"]
[2015,"惠安县","南山变10kV廖厝线923","灵山#2变","QZHA09131",188.116,"绿色"]
[2016,"惠安县","南山变10kV廖厝线923","灵山#3变","QZHA09277",151.84,"黄色"]
[2017,"惠安县","南山变10kV廖厝线923","灵山#4变","3M80509000044295",308.48,"黄色"]
[2018,"惠安县","南山变10kV廖厝线923","灵山#5变","3M80509000044296",240.152,"黄色"]
[2019,"惠安县","南山变10kV廖厝线923","灵山6#变","3505250801009020",320,"绿色"]
[2020,"惠安县","南山变10kV芦厝线921","螺阳镇工农村10#变","3M80509000033806",153.176,"黄色"]
[2021,"惠安县","南山变10kV芦厝线921","螺阳镇工农村12#变","3M80509000033807",201.536,"黄色"]
[2022,"惠安县","南山变10kV芦厝线921","螺阳镇工农村14#变","3M80509000001247",168.452,"黄色"]
[2023,"惠安县","南山变10kV芦厝线921","螺阳镇工农村6#变","QZHA03029",13.1,"黄色"]
[2024,"惠安县","南山变10kV芦厝线921","匹克奥林华庭#1变","3M80509000143392",816.95,"绿色"]
[2025,"惠安县","南山变10kV芦厝线921","匹克奥林华庭#3变","3M80509000143394",814.19,"绿色"]
[2026,"惠安县","南山变10kV芦厝线921","匹克奥林华庭#5变","3511232001005001",643,"绿色"]
[2027,"惠安县","南山变10kV芦厝线921","匹克奥林华庭#7变","3M80509000146493",643.36,"绿色"]
[2028,"惠安县","南山变10kV中保线922","前型村#1变","QZHA03273",177.68,"黄色"]
[2029,"惠安县","南山变10kV中保线922","前型村#3变","3M80509000047625",185.432,"黄色"]
[2030,"惠安县","南山变10kV顶郭线924","山尾#11变","3506230701000003",274.58,"黄色"]
[2031,"惠安县","南山变10kV顶郭线924","山尾#12变","3512222201001509",320.624,"绿色"]
[2032,"惠安县","南山变10kV顶郭线924","山尾#15变","3507251201009003",320,"绿色"]
[2033,"惠安县","南山变10kV顶郭线924","山尾#2变","QZHA09175",246.408,"黄色"]
[2034,"惠安县","南山变10kV顶郭线924","山尾#3变","QZHA09137",371.176,"绿色"]
[2035,"惠安县","南山变10kV顶郭线924","山尾#4变","QZHA09010",302.048,"黄色"]
[2036,"惠安县","南山变10kV顶郭线924","山尾#5变","QZHA09136",89.596,"黄色"]
[2037,"惠安县","南山变10kV顶郭线924","山尾#7变","0001767008",319.58,"黄色"]
[2038,"惠安县","南山变10kV顶郭线924","山尾#8变","3M80509000038880",334.732,"绿色"]
[2039,"惠安县","南山变10kV顶郭线924","山尾村#13变","3510240701004001",260.112,"绿色"]
[2040,"惠安县","南山变10kV顶郭线924","山尾村14#变","3506241201004012",325.976,"绿色"]
[2041,"惠安县","南山变10kV廖厝线923","上村#6变","3M80509000020386",276.464,"黄色"]
[2042,"惠安县","南山变10kV廖厝线923","上村#8变","3M80509000062150",256.976,"黄色"]
[2043,"惠安县","南山变10kV顶郭线924","涂寨#14变","0001767007",352.584,"绿色"]
[2044,"惠安县","南山变10kV顶郭线924","涂寨#18变","3M80509000038619",346.01,"绿色"]
[2045,"惠安县","南山变10kV顶郭线924","涂寨#19变","3M80509000073541",349.028,"绿色"]
[2046,"惠安县","南山变10kV顶郭线924","涂寨#2变","QZHA09151",106.2,"黄色"]
[2047,"惠安县","南山变10kV廖厝线923","温厝#1变","QZHA09039",213.572,"黄色"]
[2048,"惠安县","南山变10kV廖厝线923","温厝#2变","QZHA09038",286.152,"黄色"]
[2049,"惠安县","南山变10kV廖厝线923","温厝#3变","QZHA09294",204.332,"黄色"]
[2050,"惠安县","南山变10kV廖厝线923","温厝#4变","3M80509000060893",315.032,"黄色"]
[2051,"惠安县","南山变10kV廖厝线923","温厝#5变","3M80509000060896",293.572,"黄色"]
[2052,"惠安县","南山变10kV廖厝线923","温厝#6变","3M80509000062964",129.02,"黄色"]
[2053,"惠安县","南山变10kV中保线922","溪南村#7变","3M80509000047626",135.032,"黄色"]
[2054,"惠安县","南山变10kV顶郭线924","新亭#1变","QZHA09166",159.19,"黄色"]
[2055,"惠安县","南山变10kV顶郭线924","新亭#2变","QZHA09167",246.448,"黄色"]
[2056,"惠安县","南山变10kV顶郭线924","新亭#4变","0001161515",403.304,"绿色"]
[2057,"惠安县","南山变10kV顶郭线924","新亭#6变","3M80509000009722",300.356,"黄色"]
[2058,"惠安县","南山变10kV顶郭线924","新亭#7变","3M80509000019462",147.034,"黄色"]
[2059,"惠安县","南山变10kV芦厝线921","洋坑3#（杜厝）变","QZHA03341",66.048,"黄色"]
[2060,"惠安县","南山变10kV芦厝线921","洋坑9#变","3M80509000040113",267.056,"黄色"]
[2061,"惠安县","南山变10kV廖厝线923","曾厝#2变","QZHA09180",278.14,"绿色"]
[2062,"惠安县","南山变10kV顶郭线924","庄内#1变","QZHA09125",237.58,"黄色"]
[2063,"惠安县","南山变10kV顶郭线924","庄内#2变","QZHA09124",34.376,"黄色"]
[2064,"惠安县","南山变10kV顶郭线924","庄内#3变","3M80509000023461",206.888,"黄色"]
[2065,"惠安县","南山变10kV顶郭线924","庄内#4变","3M80509000027537",183.644,"黄色"]
[2066,"惠安县","南山变10kV顶郭线924","庄内#5变","3M80509000042799",248.72,"黄色"]
[2067,"惠安县","南山变10kV顶郭线924","庄内#6变","3M80509000143913",329.492,"绿色"]
[2068,"惠安县","南山变10kV顶郭线924","庄内#8变","3509240901008006",182.204,"黄色"]
[2069,"惠安县","美仁变10kV金石线614","10kV嘉惠片区A1地块#2配电室5#变","3M80509000022746",640,"绿色"]
[2070,"惠安县","美仁变10kV金石线614","10kV嘉惠片区A1地块#2配电室6#变","3M80509000022747",640,"绿色"]
[2071,"惠安县","美仁变10kV金石线614","10kV嘉惠片区A1地块#2配电室7#变","3M80509000022748",409.632,"绿色"]
[2072,"惠安县","美仁变10kV金石线614","10kV嘉惠片区A1地块#2配电室8#变","3M80509000022749",419.184,"绿色"]
[2073,"惠安县","美仁变10kV金石线614","10kV嘉惠片区A1地块开闭所兼1#配电室（四遥）1#变","3M80509000022742",701.296,"绿色"]
[2074,"惠安县","美仁变10kV金石线614","10kV嘉惠片区A1地块开闭所兼1#配电室（四遥）3#变","3M80509000022744",771.904,"绿色"]
[2075,"惠安县","美仁变10kV林口线616","10kV嘉惠片区C地块配电室（四遥）惠安建设开发有限公司嘉惠片区C地块1#变","3M80509000023121",682.144,"绿色"]
[2076,"惠安县","美仁变10kV科山线617","10kV金石花园小区#1变","3M80509000059130",640,"绿色"]
[2077,"惠安县","美仁变10kV科山线617","10kV金石花园小区#2变","3M80509000059127",640,"绿色"]
[2078,"惠安县","美仁变10kV科山线617","10kV金石花园小区#4变","3M80509000059128",716.44,"绿色"]
[2079,"惠安县","美仁变10kV科山线617","10kV金石花园小区#5变","3M80509000059129",830.03,"绿色"]
[2080,"惠安县","美仁变10kV金石线614","10kV世纪峻园1#变","3M80509000025053",522.76,"绿色"]
[2081,"惠安县","美仁变10kV金石线614","10kV世纪峻园4#变","3M80509000025056",543.16,"绿色"]
[2082,"惠安县","美仁变10kV金石线614","10kV世纪峻园二期开闭所兼#1配电室（四遥）10kV世纪峻园二期1#变","3M80509000037320",703.78,"绿色"]
[2083,"惠安县","美仁变10kV科山线617","10kV驿顶#1箱式变","3M80509000058045",536.52,"绿色"]
[2084,"惠安县","美仁变10kV后郭线612","赤土村1#变","QZHA17075",202.424,"黄色"]
[2085,"惠安县","美仁变10kV后郭线612","赤土村2#变","QZHA17058",42.04,"黄色"]
[2086,"惠安县","美仁变10kV后郭线612","赤土村6#变","3M80509000038639",30.344,"黄色"]
[2087,"惠安县","美仁变10kV后郭线612","赤土村8#变","3M80509000113388",70.396,"黄色"]
[2088,"惠安县","美仁变10kV后郭线612","赤土村9#变","3508232601004001",69.568,"黄色"]
[2089,"惠安县","美仁变10kV林口线616","达利房地产1#变","3M80509000019365",822.344,"绿色"]
[2090,"惠安县","美仁变10kV林口线616","达利房地产2#变","3M80509000019381",640,"绿色"]
[2091,"惠安县","美仁变10kV林口线616","达利房地产3#变","3M80509000019364",829.88,"绿色"]
[2092,"惠安县","美仁变10kV后郭线612","东篱1#变","3M80509000025126",640,"绿色"]
[2093,"惠安县","美仁变10kV后郭线612","东篱2#变","3M80509000025127",734.608,"绿色"]
[2094,"惠安县","美仁变10kV后郭线612","东篱3#变","3M80509000025128",652.24,"绿色"]
[2095,"惠安县","美仁变10kV后郭线612","东篱4#变","3M80509000025129",719.032,"绿色"]
[2096,"惠安县","美仁变10kV科山线617","东南5#变","0001947971",172.58,"绿色"]
[2097,"惠安县","美仁变10kV科山线617","福建省惠安东南房地产有限公司（东南豪苑1#变）","3M80509000055183",650.29,"绿色"]
[2098,"惠安县","美仁变10kV科山线617","福建省惠安东南房地产有限公司（东南豪苑3#变）","3M80509000055185",668.83,"绿色"]
[2099,"惠安县","美仁变10kV后郭线612","甘泉居2#变","3M80509000074631",640,"绿色"]
[2100,"惠安县","美仁变10kV后郭线612","格园新村1#变","3M80509000025285",400,"绿色"]
[2101,"惠安县","美仁变10kV后郭线612","格园新村2#变","3M80509000025286",397.664,"黄色"]
[2102,"惠安县","美仁变10kV林口线616","恒大华府1#变","3504231801001255",832.64,"绿色"]
[2103,"惠安县","美仁变10kV林口线616","恒大华府3#变","3504231801001259",818.18,"绿色"]
[2104,"惠安县","美仁变10kV林口线616","恒大华府5#变","3504231801001263",790.01,"黄色"]
[2105,"惠安县","美仁变10kV林口线616","恒大华府7#变","3504231801000214",824.6,"绿色"]
[2106,"惠安县","美仁变10kV林口线616","恒大华府9#变","3504231801002208",495.76,"黄色"]
[2107,"惠安县","美仁变10kV后郭线612","后垵5#变","3M80509000020861",178.484,"黄色"]
[2108,"惠安县","美仁变10kV油园线615","后垵村#4变","3M80509000010101",81.68,"黄色"]
[2109,"惠安县","美仁变10kV油园线615","后垵村1#变","QZHA17062",142.848,"黄色"]
[2110,"惠安县","美仁变10kV油园线615","后垵村2#变","QZHA17064",91.064,"黄色"]
[2111,"惠安县","美仁变10kV油园线615","后垵村3#变","QZHA17163",77.276,"黄色"]
[2112,"惠安县","美仁变10kV油园线615","后垵村7#变","3M80509000019509",246.056,"黄色"]
[2113,"惠安县","美仁变10kV后郭线612","后垵村9#变","3505243001005021",92.96,"黄色"]
[2114,"惠安县","美仁变10kV后郭线612","后郭1#变","QZHA17055",290.056,"黄色"]
[2115,"惠安县","美仁变10kV后郭线612","后郭2#变","QZHA16081",187.552,"黄色"]
[2116,"惠安县","美仁变10kV后郭线612","后郭3#","0000716008",124.576,"黄色"]
[2117,"惠安县","美仁变10kV后郭线612","后郭5#变","3M80509000097954",320,"绿色"]
[2118,"惠安县","美仁变10kV后郭线612","后郭6#变","3511241101005002",119.272,"黄色"]
[2119,"惠安县","美仁变10kV省吟线610","后西村13#变","3M80509000088911",211.844,"黄色"]
[2120,"惠安县","美仁变10kV诗口线619","接待1#变","QZHA16006",206.04,"黄色"]
[2121,"惠安县","美仁变10kV诗口线619","接待5#变","QZHA16005",170.796,"黄色"]
[2122,"惠安县","美仁变10kV油园线615","金色新城2#变","3M80509000017342",649.936,"绿色"]
[2123,"惠安县","美仁变10kV后郭线612","君悦山庄三四期小区10#变","3M80509000132660",628.18,"黄色"]
[2124,"惠安县","美仁变10kV后郭线612","君悦山庄三四期小区11#变","3M80509000132661",642.85,"绿色"]
[2125,"惠安县","美仁变10kV后郭线612","君悦山庄三四期小区2#变","3M80509000132656",640,"绿色"]
[2126,"惠安县","美仁变10kV后郭线612","君悦山庄三四期小区3#变","3M80509000132657",674.14,"绿色"]
[2127,"惠安县","美仁变10kV后郭线612","君悦山庄三四期小区6#变","3505230401002215",640,"绿色"]
[2128,"惠安县","美仁变10kV后郭线612","君悦山庄三四期小区8#变","3505230401000216",640.36,"绿色"]
[2129,"惠安县","美仁变10kV后郭线612","君悦山庄三四期小区站用1#变","3M80509000132653",24,"绿色"]
[2130,"惠安县","美仁变10kV后郭线612","君悦山庄五期1#开闭所兼配电室2#变","3511242601008004",640,"绿色"]
[2131,"惠安县","美仁变10kV后郭线612","君悦山庄一期1#变","3M80509000048420",640,"绿色"]
[2132,"惠安县","美仁变10kV后郭线612","君悦山庄一期3#变","3M80509000048421",640,"绿色"]
[2133,"惠安县","美仁变10kV科山线617","科山花园二期#1变","3M80509000068688",640,"绿色"]
[2134,"惠安县","美仁变10kV科山线617","科山花园二期#2变","3M80509000068690",764.95,"绿色"]
[2135,"惠安县","美仁变10kV科山线617","科山花园二期#3变","3M80509000068691",731.23,"绿色"]
[2136,"惠安县","美仁变10kV科山线617","科山花园二期#4变","3M80509000068689",748.33,"绿色"]
[2137,"惠安县","美仁变10kV科山线617","科山花园一期#1变","3M80509000145759",700.81,"绿色"]
[2138,"惠安县","美仁变10kV科山线617","科山花园一期#3变","3504231201002186",664.12,"绿色"]
[2139,"惠安县","美仁变10kV林口线616","林口1#变","QZHA17013",28.608,"黄色"]
[2140,"惠安县","美仁变10kV林口线616","林口村6#变","3M80509000018361",264.32,"黄色"]
[2141,"惠安县","美仁变10kV科山线617","林口村9#变","3M80509000137808",208.544,"黄色"]
[2142,"惠安县","美仁变10kV后郭线612","龙谷山房#1变","3M80509000134902",680.14,"绿色"]
[2143,"惠安县","美仁变10kV油园线615","美仁2#变","QZHA17073",171.136,"绿色"]
[2144,"惠安县","美仁变10kV油园线615","美仁9#变","3M80509000027658",128.396,"黄色"]
[2145,"惠安县","美仁变10kV林口线616","美仁变电站（美仁7#变）","QZHA2052482",185.272,"绿色"]
[2146,"惠安县","美仁变10kV油园线615","美仁村1#","QZHA17018",180.712,"黄色"]
[2147,"惠安县","美仁变10kV油园线615","美仁村10#变","3M80509000061393",299.18,"黄色"]
[2148,"惠安县","美仁变10kV后郭线612","美仁村11#变","3503241601005001",179.432,"绿色"]
[2149,"惠安县","美仁变10kV油园线615","美仁村12#变","3503241401004018",58.592,"黄色"]
[2150,"惠安县","美仁变10kV油园线615","美仁村3#变","QZHA17074",364.46,"绿色"]
[2151,"惠安县","美仁变10kV油园线615","美仁村6#变","QZHA1955546",145.064,"黄色"]
[2152,"惠安县","美仁变10kV油园线615","美仁村8#变","3M80509000019508",97.036,"黄色"]
[2153,"惠安县","美仁变10kV后郭线612","南山院子小区开闭所兼配电室2#变","3511241301025001",640,"绿色"]
[2154,"惠安县","美仁变10kV科山线617","欧景帝苑10","3M80509000021291",640,"绿色"]
[2155,"惠安县","美仁变10kV科山线617","欧景帝苑9","3M80509000021290",688.84,"绿色"]
[2156,"惠安县","美仁变10kV汾阳Ⅱ回611","前郭6#变","3M80509000011745",204.56,"绿色"]
[2157,"惠安县","美仁变10kV省吟线610","前郭7#变","3M80509000021168",265.616,"黄色"]
[2158,"惠安县","美仁变10kV省吟线610","前郭8#变","3M80509000054075",221.744,"黄色"]
[2159,"惠安县","美仁变10kV省吟线610","前郭村洋坑2#变","QZHA16024",338.792,"绿色"]
[2160,"惠安县","美仁变10kV科山线617","泉州兴隆房地产开发有限公司（欧景帝苑A区）1#变","3M80509000039320",784.624,"绿色"]
[2161,"惠安县","美仁变10kV科山线617","泉州兴隆房地产开发有限公司（欧景帝苑A区）2#变","3M80509000039321",640,"绿色"]
[2162,"惠安县","美仁变10kV科山线617","泉州兴隆房地产开发有限公司（欧景帝苑A区）3#变","3M80509000039322",733.048,"绿色"]
[2163,"惠安县","美仁变10kV科山线617","泉州兴隆房地产开发有限公司（欧景帝苑A区）4#变","3M80509000039323",640,"绿色"]
[2164,"惠安县","美仁变10kV林口线616","石码11#变","3M80509000053818",250.04,"黄色"]
[2165,"惠安县","美仁变10kV林口线616","石码2","QZHA17010",176.388,"黄色"]
[2166,"惠安县","美仁变10kV林口线616","石码3变","QZHA17011",163.45,"绿色"]
[2167,"惠安县","美仁变10kV林口线616","石码5#","QZHA17071",0.376000000000005,"黄色"]
[2168,"惠安县","美仁变10kV林口线616","石码7","QZHA17143",180.656,"黄色"]
[2169,"惠安县","美仁变10kV林口线616","石码8#变","3M80509000011481",195.81,"黄色"]
[2170,"惠安县","美仁变10kV林口线616","石码9#变","3M80509000023441",205.032,"黄色"]
[2171,"惠安县","美仁变10kV林口线616","石码村10#变","3M80509000060955",324.5,"绿色"]
[2172,"惠安县","美仁变10kV林口线616","石码村16#变","3503252001008016",95.464,"黄色"]
[2173,"惠安县","美仁变10kV油园线615","油园#4变","QZHA17096",84.272,"黄色"]
[2174,"惠安县","美仁变10kV油园线615","油园1#变","QZHA17023",118.67,"黄色"]
[2175,"惠安县","美仁变10kV油园线615","油园12#变","3507240201007018",340.32,"黄色"]
[2176,"惠安县","美仁变10kV油园线615","油园2#变","QZHA17024",203.75,"黄色"]
[2177,"惠安县","美仁变10kV油园线615","油园5#","QZHA17137",279.816,"绿色"]
[2178,"惠安县","美仁变10kV油园线615","油园8#变","3M80509000053965",240.464,"黄色"]
[2179,"惠安县","美仁变10kV油园线615","油园村9#变","3M80509000062809",58.28,"黄色"]
[2180,"惠安县","美仁变10kV企塘线624","10kV凤凰城二期#4配电室#11变","3M80509000061299",745.6,"绿色"]
[2181,"惠安县","美仁变10kV企塘线624","10kV凤凰城二期#4配电室#13变","3M80509000061301",759.76,"绿色"]
[2182,"惠安县","美仁变10kV企塘线624","10kV凤凰城三期#16变","3M80509000074309",576,"绿色"]
[2183,"惠安县","美仁变10kV企塘线624","10kV凤凰城三期#18变","3M80509000074291",552.64,"绿色"]
[2184,"惠安县","美仁变10kV企塘线624","10kV凤凰城三期#19变","3M80509000074292",535.68,"绿色"]
[2185,"惠安县","美仁变10kV企塘线624","10kV凤凰城三期#21变","3M80509000074311",587.7,"绿色"]
[2186,"惠安县","美仁变10kV企塘线624","10kV凤凰城一期#1配电室1#变","3M80509000036559",766.75,"绿色"]
[2187,"惠安县","美仁变10kV企塘线624","10kV凤凰城一期#1配电室3#变","3M80509000036579",424.24,"绿色"]
[2188,"惠安县","美仁变10kV企塘线624","10kV凤凰城一期#2配电室5#变","3M80509000036580",703.3,"绿色"]
[2189,"惠安县","美仁变10kV企塘线624","10kV凤凰城一期#3配电室7#变","3M80509000036582",702.43,"绿色"]
[2190,"惠安县","美仁变10kV企塘线624","10kV嘉惠片区C地块配电室（四遥）惠安建设开发有限公司嘉惠片区C地块2#变","3M80509000023122",678.904,"绿色"]
[2191,"惠安县","美仁变10kV企塘线624","10kV聚景山庄#1变","3M80509000066545",800,"绿色"]
[2192,"惠安县","美仁变10kV企塘线624","10kV聚景山庄#3变","3M80509000066547",800,"绿色"]
[2193,"惠安县","美仁变10kV世纪线627","10kV欧景帝苑B区#2变","3M80509000044624",504,"绿色"]
[2194,"惠安县","美仁变10kV世纪线627","10kV欧景帝苑B区#4变","3M80509000044625",504,"绿色"]
[2195,"惠安县","美仁变10kV世纪线627","10kV欧景帝苑B区#6变","3M80509000044626",640,"绿色"]
[2196,"惠安县","美仁变10kV世纪线627","10kV世纪星城小区1#配电室（四遥）世纪星城2#变","3M80509000018982",837.344,"绿色"]
[2197,"惠安县","美仁变10kV企塘线624","10kV万盛凤凰城四期#2变","3M80509000145337",834.86,"绿色"]
[2198,"惠安县","美仁变10kV南坑线629","东风17#变","3M80509000039419",319.856,"黄色"]
[2199,"惠安县","美仁变10kV企塘线624","凤凰城一期#3配电室9#变","3M80509000036602",454.288,"绿色"]
[2200,"惠安县","美仁变10kV聚龙线622","福建省泉州瑞星商务中心开闭所兼1#配电室2#变","3504251001004006",501.14,"黄色"]
[2201,"惠安县","美仁变10kV聚龙线622","福缘居#2变","3M80509000131458",800,"绿色"]
[2202,"惠安县","美仁变10kV聚龙线622","福缘居#4变","3M80509000131460",800,"绿色"]
[2203,"惠安县","美仁变10kV聚龙线622","后郭4#变","3M80509000024926",326.624,"绿色"]
[2204,"惠安县","美仁变10kV富邦线620","后西村10#变","3M80509000062683",238.988,"黄色"]
[2205,"惠安县","美仁变10kV富邦线620","黄塘1#变","QZHA16018",255.752,"黄色"]
[2206,"惠安县","美仁变10kV富邦线620","黄塘10#变","3M80509000044960",285.824,"黄色"]
[2207,"惠安县","美仁变10kV富邦线620","黄塘2","QZHA16019",309.32,"黄色"]
[2208,"惠安县","美仁变10kV富邦线620","黄塘3#变","QZHA16193",131.552,"黄色"]
[2209,"惠安县","美仁变10kV富邦线620","黄塘7#变","3M80509000044959",341.108,"绿色"]
[2210,"惠安县","美仁变10kV富邦线620","黄塘9#变","3M80509000040200",376.964,"绿色"]
[2211,"惠安县","美仁变10kV南坑线629","接待2#","QZHA16007",173.536,"绿色"]
[2212,"惠安县","美仁变10kV南坑线629","接待村4#变","QZHA16008",205.136,"黄色"]
[2213,"惠安县","美仁变10kV南坑线629","接待村7#变","3M80509000063068",26.396,"黄色"]
[2214,"惠安县","美仁变10kV达利Ⅰ回628","接待村8#变","3M80509000084811",330.344,"绿色"]
[2215,"惠安县","美仁变10kV聚龙线622","聚龙小镇A8配电室7#变（陶然新村）","QZHA2277548",717.376,"绿色"]
[2216,"惠安县","美仁变10kV聚龙线622","聚龙小镇A8配电室8#变（陶然新村）","3M80509000013942",665.72,"绿色"]
[2217,"惠安县","美仁变10kV聚龙线622","聚龙小镇C2区配电室1#变（陶然新村）","QZHA2224953",686.04,"绿色"]
[2218,"惠安县","美仁变10kV聚龙线622","聚龙小镇C2区配电室2#变（陶然新村）","3M80509000013943",640,"绿色"]
[2219,"惠安县","美仁变10kV聚龙线622","聚龙小镇C2区配电室3#变（陶然新村）","QZHA2256038",650.6,"绿色"]
[2220,"惠安县","美仁变10kV聚龙线622","聚龙小镇陶然居2#配电室3#变（陶然居）","QZHA2267509",668.488,"绿色"]
[2221,"惠安县","美仁变10kV聚龙线622","聚龙小镇陶然居2#配电室4#变（陶然居）","3M80509000010463",640,"绿色"]
[2222,"惠安县","美仁变10kV杏林线626","林口3#变","QZHA16217",286.256,"黄色"]
[2223,"惠安县","美仁变10kV达利Ⅰ回628","林口5#变","QZHA2240238",204.6,"黄色"]
[2224,"惠安县","美仁变10kV达利Ⅰ回628","林口7#变","3M80509000027696",153.376,"黄色"]
[2225,"惠安县","美仁变10kV达利Ⅰ回628","林口村10#变","3504251501005015",228.836,"黄色"]
[2226,"惠安县","美仁变10kV达利Ⅰ回628","林口村2#","QZHA17054",142.544,"黄色"]
[2227,"惠安县","美仁变10kV达利Ⅰ回628","林口村4#变","QZHA1947664",162.356,"黄色"]
[2228,"惠安县","美仁变10kV杏林线626","美仁4#变","QZHA17072",0,"红色"]
[2229,"惠安县","美仁变10kV南坑线629","美仁5#变","3512220801003719",329.18,"绿色"]
[2230,"惠安县","美仁变10kV世纪线627","欧景帝苑A-1区#2变","3503230901003064",640,"绿色"]
[2231,"惠安县","美仁变10kV富邦线620","前郭1#变","QZHA16022",284.5,"黄色"]
[2232,"惠安县","美仁变10kV富邦线620","前郭3#","QZHA16023",303.236,"黄色"]
[2233,"惠安县","美仁变10kV汾阳Ⅰ回621","前郭5#农网变","0001954358",208.34,"黄色"]
[2234,"惠安县","美仁变10kV汾阳Ⅰ回621","前郭村11#变","3510240301005001",219.62,"黄色"]
[2235,"惠安县","美仁变10kV杏林线626","石码#4","QZHA17014",129.144,"黄色"]
[2236,"惠安县","美仁变10kV杏林线626","石码村12#变","3M80509000062801",242.396,"黄色"]
[2237,"惠安县","美仁变10kV杏林线626","石码村13#变","3506232501005036",132.548,"黄色"]
[2238,"惠安县","美仁变10kV杏林线626","石码村14#变","3M80509000085963",323.192,"绿色"]
[2239,"惠安县","美仁变10kV世纪线627","世纪星城5#变","3M80509000018985",858.32,"绿色"]
[2240,"惠安县","美仁变10kV聚龙线622","陶然居11#变","3M80509000055066",515.58,"绿色"]
[2241,"惠安县","美仁变10kV聚龙线622","陶然居12#变","3M80509000055068",483.74,"黄色"]
[2242,"惠安县","美仁变10kV聚龙线622","陶然居13#变","3M80509000055069",513.62,"绿色"]
[2243,"惠安县","美仁变10kV聚龙线622","陶然居14#变","3M80509000055070",503.12,"黄色"]
[2244,"惠安县","美仁变10kV聚龙线622","陶然居6#变","3M80509000027957",320,"绿色"]
[2245,"惠安县","美仁变10kV世纪线627","天山广场1#变","3M80509000017521",672.376,"绿色"]
[2246,"惠安县","美仁变10kV世纪线627","天山广场3#变","3M80509000017522",759.376,"绿色"]
[2247,"惠安县","美仁变10kV世纪线627","吴厝围小区1#变","3507252801008001",640,"绿色"]
[2248,"惠安县","美仁变10kV世纪线627","吴厝围小区4#变","3507252801009001",640,"绿色"]
[2249,"惠安县","美仁变10kV企塘线624","新霞社区#21变","3M80509000073853",160,"绿色"]
[2250,"惠安县","美仁变10kV企塘线624","新霞社区#22变","3M80509000073854",160,"绿色"]
[2251,"惠安县","美仁变10kV企塘线624","新霞社区3#箱式变","3M80509000025067",488.24,"黄色"]
[2252,"惠安县","洛阳变10kV后西线923","碧岭1#变","QZHA16091",318.192,"黄色"]
[2253,"惠安县","洛阳变10kV后西线923","碧岭4#变","QZHA15468",31.12,"黄色"]
[2254,"惠安县","洛阳变10kV后西线923","碧岭新厝2#变","QZHA16074",140.108,"黄色"]
[2255,"惠安县","洛阳变10kV后西线923","碧岭埕围3#变","QZHA16092",258.056,"黄色"]
[2256,"惠安县","洛阳变10kV谢厝线927","群山1#","QZHA15134",413.6,"绿色"]
[2257,"惠安县","洛阳变10kV谢厝线927","上田1#","0001472503",149.012,"黄色"]
[2258,"惠安县","洛阳变10kV后西线923","谢厝1#","QZHA16106",0,"红色"]
[2259,"惠安县","洛阳变10kV后西线923","谢厝2#","QZHA16105",32.908,"黄色"]
[2260,"惠安县","洛阳变10kV后西线923","谢厝村5#变","0002081978",128.08,"黄色"]
[2261,"惠安县","洛阳变10kV后西线923","谢厝村6#变","QZHA2200122",226.8,"黄色"]
[2262,"惠安县","绿谷变10kV坝岭线913","坝岭1#变","QZHA16033",291.788,"黄色"]
[2263,"惠安县","绿谷变10kV坝岭线913","坝岭2#配变","QZHA16034",357.176,"绿色"]
[2264,"惠安县","绿谷变10kV坝岭线913","坝岭3#变","QZHA16064",104.39,"黄色"]
[2265,"惠安县","绿谷变10kV坝岭线913","坝岭4#变","3M80509000062579",293.024,"黄色"]
[2266,"惠安县","绿谷变10kV坝岭线913","坝岭村5#变","3506231401006067",138.742,"黄色"]
[2267,"惠安县","绿谷变10kV南安线919","坝下村#5变","QZHA2217493",176.11,"黄色"]
[2268,"惠安县","绿谷变10kV光山线915","赤土10#变","3511242201010020",123.284,"黄色"]
[2269,"惠安县","绿谷变10kV光山线915","赤土3","QZHA17076",0,"红色"]
[2270,"惠安县","绿谷变10kV光山线915","赤土5#变","QZHA2404529",81.3,"黄色"]
[2271,"惠安县","绿谷变10kV龙谷线918","东篱5#变","3M80509000025130",683.632,"绿色"]
[2272,"惠安县","绿谷变10kV龙谷线918","东篱6#变","3M80509000025131",666.256,"绿色"]
[2273,"惠安县","绿谷变10kV龙谷线918","东篱7#变","3M80509000025132",524.36,"绿色"]
[2274,"惠安县","绿谷变10kV龙谷线918","东篱8#变","3M80509000025133",504,"绿色"]
[2275,"惠安县","绿谷变10kV龙谷线918","甘泉居1#变","3M80509000074630",702.82,"绿色"]
[2276,"惠安县","绿谷变10kV龙谷线918","甘泉居3#变","3M80509000054981",640,"绿色"]
[2277,"惠安县","绿谷变10kV龙谷线918","甘泉居4#变","3M80509000054980",646.54,"绿色"]
[2278,"惠安县","绿谷变10kV光山线915","后垵6#变","3M80509000016821",92.692,"黄色"]
[2279,"惠安县","绿谷变10kV虎窟线911","后店1#","QZHA16038",153.392,"黄色"]
[2280,"惠安县","绿谷变10kV虎窟线911","后店2#变","QZHA16085",280.76,"绿色"]
[2281,"惠安县","绿谷变10kV虎窟线911","后店3#变","QZHA16087",111.072,"黄色"]
[2282,"惠安县","绿谷变10kV坝岭线913","后店4#变","QZHA16088",267.648,"绿色"]
[2283,"惠安县","绿谷变10kV虎窟线911","后店5#变","0000715514",370.052,"绿色"]
[2284,"惠安县","绿谷变10kV虎窟线911","后店村10#变","3507242901005020",364.988,"绿色"]
[2285,"惠安县","绿谷变10kV虎窟线911","后店村6#变","3M80509000056572",129.56,"黄色"]
[2286,"惠安县","绿谷变10kV坝岭线913","后店村7#变","3M80509000063140",297.92,"黄色"]
[2287,"惠安县","绿谷变10kV虎窟线911","后店村8#变","3M80509000063141",339.872,"绿色"]
[2288,"惠安县","绿谷变10kV虎窟线911","后店村9#变","3M80509000062427",303.512,"黄色"]
[2289,"惠安县","绿谷变10kV物流线916","后西3#","QZHA16095",304.56,"黄色"]
[2290,"惠安县","绿谷变10kV物流线916","后西4#","QZHA16096",182.72,"黄色"]
[2291,"惠安县","绿谷变10kV物流线916","后西6#","QZHA16195",226.856,"黄色"]
[2292,"惠安县","绿谷变10kV物流线916","后西7#变","QZHA2200058",106.02,"黄色"]
[2293,"惠安县","绿谷变10kV坝岭线913","虎窟2#变","QZHA16090",335.936,"绿色"]
[2294,"惠安县","绿谷变10kV坝岭线913","虎窟4#","QZHA16316",264.176,"黄色"]
[2295,"惠安县","绿谷变10kV坝岭线913","虎窟村1#变","QZHA16089",338.612,"绿色"]
[2296,"惠安县","绿谷变10kV坝岭线913","虎窟村5#变","3M80509000145179",306.62,"黄色"]
[2297,"惠安县","绿谷变10kV塘城线914","黄塘安置房2#变","3M80509000023562",640,"绿色"]
[2298,"惠安县","绿谷变10kV塘城线914","黄塘安置房4#变","3M80509000023564",668.2,"绿色"]
[2299,"惠安县","绿谷变10kV塘城线914","黄塘村13#变","3509241001010004",325.328,"绿色"]
[2300,"惠安县","绿谷变10kV塘城线914","黄塘村8#变","QZHA16246",344.48,"绿色"]
[2301,"惠安县","绿谷变10kV塘城线914","黄塘镇黄塘村11#变","3M80509000107749",494.66,"黄色"]
[2302,"惠安县","绿谷变10kV光山线915","惠安高铁站安置区A块地2#变","3M80509000024482",640.27,"绿色"]
[2303,"惠安县","绿谷变10kV光山线915","惠安高铁站安置区A块地4#变","3M80509000024484",640,"绿色"]
[2304,"惠安县","绿谷变10kV光山线915","惠安高铁站前片区B块地2#变","3M80509000025554",652.69,"绿色"]
[2305,"惠安县","绿谷变10kV光山线915","惠安高铁站前片区B块地5#变","3M80509000025555",655.84,"绿色"]
[2306,"惠安县","绿谷变10kV光山线915","惠安高铁站前片区B块地6#变","3M80509000025556",667.96,"绿色"]
[2307,"惠安县","绿谷变10kV物流线916","接待6#","QZHA16084",160,"绿色"]
[2308,"惠安县","绿谷变10kV物流线916","接待许田3#变","QZHA16083",163.942,"绿色"]
[2309,"惠安县","绿谷变10kV物流线916","接待许田9#变","3M80509000089349",274.552,"黄色"]
[2310,"惠安县","绿谷变10kV光山线915","金色新城1#变","3M80509000017341",655.936,"绿色"]
[2311,"惠安县","绿谷变10kV龙谷线918","聚龙世茂逸翠园1#变","3M80509000130393",813.2,"绿色"]
[2312,"惠安县","绿谷变10kV龙谷线918","聚龙世茂逸翠园3#变","3M80509000130395",801.98,"绿色"]
[2313,"惠安县","绿谷变10kV龙谷线918","聚龙世茂逸翠园5#变","3M80509000130397",822.05,"绿色"]
[2314,"惠安县","绿谷变10kV龙谷线918","聚龙世茂逸翠园7#变","3M80509000130399",804.47,"绿色"]
[2315,"惠安县","绿谷变10kV龙谷线918","君悦山庄三四期小区1#变","3M80509000132655",688.27,"绿色"]
[2316,"惠安县","绿谷变10kV龙谷线918","君悦山庄三四期小区12#变","3M80509000132662",640.75,"绿色"]
[2317,"惠安县","绿谷变10kV龙谷线918","君悦山庄三四期小区4#变","3M80509000132658",640,"绿色"]
[2318,"惠安县","绿谷变10kV龙谷线918","君悦山庄三四期小区5#变","3505230401002213",640.45,"绿色"]
[2319,"惠安县","绿谷变10kV龙谷线918","君悦山庄三四期小区7#变","3505230401000214",639.43,"黄色"]
[2320,"惠安县","绿谷变10kV龙谷线918","君悦山庄三四期小区9#变","3M80509000132659",644.26,"绿色"]
[2321,"惠安县","绿谷变10kV龙谷线918","君悦山庄三四期小区站用2#变","3M80509000132654",24,"绿色"]
[2322,"惠安县","绿谷变10kV龙谷线918","君悦山庄五期1#开闭所兼配电室1#变","3511242601008003",645.37,"绿色"]
[2323,"惠安县","绿谷变10kV龙谷线918","君悦山庄一期2#变","3M80509000048422",669.52,"绿色"]
[2324,"惠安县","绿谷变10kV龙谷线918","君悦山庄一期4#变","3M80509000048423",657.04,"绿色"]
[2325,"惠安县","绿谷变10kV龙谷线918","君悦山庄一期5#变","3M80509000048601",504,"绿色"]
[2326,"惠安县","绿谷变10kV龙谷线918","君悦山庄一期6#变","3M80509000048602",523.48,"绿色"]
[2327,"惠安县","绿谷变10kV光山线915","蓝田1#变","QZHA17102",250.304,"黄色"]
[2328,"惠安县","绿谷变10kV光山线915","蓝田10#变","0002338510",283.79,"黄色"]
[2329,"惠安县","绿谷变10kV光山线915","蓝田11#变","3M80509000020384",124.064,"黄色"]
[2330,"惠安县","绿谷变10kV光山线915","蓝田12#变","3M80509000020385",147.956,"黄色"]
[2331,"惠安县","绿谷变10kV光山线915","蓝田13#变","3M80509000041247",333.932,"绿色"]
[2332,"惠安县","绿谷变10kV光山线915","蓝田14#变","3M80509000028338",99.32,"黄色"]
[2333,"惠安县","绿谷变10kV光山线915","蓝田15#变","3M80509000041248",125.348,"黄色"]
[2334,"惠安县","绿谷变10kV光山线915","蓝田16#变","3M80509000083589",238.94,"黄色"]
[2335,"惠安县","绿谷变10kV光山线915","蓝田2#变","QZHA17101",80.124,"黄色"]
[2336,"惠安县","绿谷变10kV光山线915","蓝田3#变","QZHA17089",30.204,"黄色"]
[2337,"惠安县","绿谷变10kV光山线915","蓝田4#变","QZHA17029",194.888,"黄色"]
[2338,"惠安县","绿谷变10kV光山线915","蓝田5#","QZHA17103",177.08,"黄色"]
[2339,"惠安县","绿谷变10kV光山线915","蓝田6#变","QZHA17104",134.972,"黄色"]
[2340,"惠安县","绿谷变10kV光山线915","蓝田7#变","QZHA17188",0,"红色"]
[2341,"惠安县","绿谷变10kV光山线915","蓝田8#变","QZHA17187",51.24,"黄色"]
[2342,"惠安县","绿谷变10kV光山线915","蓝田9#","QZHA2048033",150.536,"黄色"]
[2343,"惠安县","绿谷变10kV龙谷线918","龙谷山房#2变","3M80509000134904",640,"绿色"]
[2344,"惠安县","绿谷变10kV光山线915","龙石10#变","3M80509000043978",33.376,"黄色"]
[2345,"惠安县","绿谷变10kV光山线915","龙石2#变","QZHA17088",0,"红色"]
[2346,"惠安县","绿谷变10kV光山线915","龙石3#变","QZHA17059",217.376,"黄色"]
[2347,"惠安县","绿谷变10kV光山线915","龙石9#变","3M80509000018862",107.26,"黄色"]
[2348,"惠安县","绿谷变10kV光山线915","龙石村1#变","QZHA17087",55.86,"黄色"]
[2349,"惠安县","绿谷变10kV光山线915","龙石村11#变","3M80509000110513",289.268,"黄色"]
[2350,"惠安县","绿谷变10kV光山线915","龙石村4#变","QZHA17028",124.432,"黄色"]
[2351,"惠安县","绿谷变10kV光山线915","龙石村5#变","QZHA17031",173.168,"黄色"]
[2352,"惠安县","绿谷变10kV光山线915","龙石村6#变","QZHA17149",86.632,"黄色"]
[2353,"惠安县","绿谷变10kV光山线915","龙石村7#变","QZHA17150",107.844,"黄色"]
[2354,"惠安县","绿谷变10kV光山线915","龙石村8#变","3M80509000016822",85.354,"黄色"]
[2355,"惠安县","绿谷变10kV坝岭线913","闽西南绿色建筑产业园#2配电室2#变","3510242701005016",1000.92,"绿色"]
[2356,"惠安县","绿谷变10kV坝岭线913","闽西南绿色建筑产业园开闭所兼#1配电室2#变","3510242701005013",1008.32,"绿色"]
[2357,"惠安县","绿谷变10kV坝岭线913","闽西南绿色建筑产业园开闭所兼#1配电室4#变","3510242701005014",800,"绿色"]
[2358,"惠安县","绿谷变10kV龙谷线918","南山院子小区开闭所兼配电室1#变","3511241301023001",646.75,"绿色"]
[2359,"惠安县","绿谷变10kV塘城线914","泉北中央城一期1#变","3M80509000047779",504,"绿色"]
[2360,"惠安县","绿谷变10kV塘城线914","泉北中央城一期2#变","3M80509000047780",521.48,"绿色"]
[2361,"惠安县","绿谷变10kV塘城线914","泉北中央城一期3#变","3M80509000047781",522.46,"绿色"]
[2362,"惠安县","绿谷变10kV塘城线914","泉北中央城一期4#变","3M80509000047782",508.06,"绿色"]
[2363,"惠安县","绿谷变10kV塘城线914","泉州宏洋房地产5#变","3M80509000022462",640,"绿色"]
[2364,"惠安县","绿谷变10kV塘城线914","泉州宏洋房地产6#变","3M80509000022463",706.24,"绿色"]
[2365,"惠安县","绿谷变10kV虎窟线911","上溪园A地块1#变","3511222201000083",800,"绿色"]
[2366,"惠安县","绿谷变10kV虎窟线911","上溪园A地块3#变","3512222301002848",640,"绿色"]
[2367,"惠安县","绿谷变10kV虎窟线911","上溪园A地块5#变","3512222301004001",800,"绿色"]
[2368,"惠安县","绿谷变10kV塘城线914","省吟11#","QZHA16191",377.464,"绿色"]
[2369,"惠安县","绿谷变10kV塘城线914","省吟14#","0001163520",254.228,"黄色"]
[2370,"惠安县","绿谷变10kV塘城线914","省吟25#变","3M80509000095158",566.76,"绿色"]
[2371,"惠安县","绿谷变10kV塘城线914","省吟3#变","QZHA16053",154.976,"黄色"]
[2372,"惠安县","绿谷变10kV塘城线914","省吟9#变","QZHA16122",201.08,"黄色"]
[2373,"惠安县","绿谷变10kV塘城线914","松溪13#变","3M80509000053537",94.224,"黄色"]
[2374,"惠安县","绿谷变10kV塘城线914","松溪5#变","QZHA16113",105.296,"黄色"]
[2375,"惠安县","绿谷变10kV塘城线914","松溪8#","QZHA16318",223.792,"黄色"]
[2376,"惠安县","绿谷变10kV塘城线914","松溪9#","0001819508",134.44,"黄色"]
[2377,"惠安县","绿谷变10kV塘城线914","松溪村14#变","3M80509000063508",228.692,"黄色"]
[2378,"惠安县","绿谷变10kV虎窟线911","尾园1#","QZHA16037",164.69,"黄色"]
[2379,"惠安县","绿谷变10kV虎窟线911","尾园5#变","QZHA2236486",139.96,"黄色"]
[2380,"惠安县","绿谷变10kV龙谷线918","下茂村6#变","3509231601005001",332.072,"绿色"]
[2381,"惠安县","绿谷变10kV龙谷线918","下茂村溪东1#变","QZHA16026",33.75,"黄色"]
[2382,"惠安县","绿谷变10kV塘城线914","下坂1#","QZHA16035",337.648,"绿色"]
[2383,"惠安县","绿谷变10kV虎窟线911","下坂2#","QZHA16099",346.34,"绿色"]
[2384,"惠安县","绿谷变10kV虎窟线911","下坂5#变","QZHA16236",170.224,"黄色"]
[2385,"惠安县","绿谷变10kV塘城线914","下坂7#变","3M80509000016901",333.644,"绿色"]
[2386,"惠安县","绿谷变10kV虎窟线911","下坂8#变","3M80509000053536",307.112,"黄色"]
[2387,"惠安县","绿谷变10kV虎窟线911","下坂9#变","3M80509000063501",344.372,"绿色"]
[2388,"惠安县","绿谷变10kV虎窟线911","下坂村6#变","0001941588",99.38,"黄色"]
[2389,"惠安县","绿谷变10kV虎窟线911","乡景B区2#配变","3M80509000046439",640,"绿色"]
[2390,"惠安县","绿谷变10kV虎窟线911","乡景B区4#配变","3M80509000046441",504,"绿色"]
[2391,"惠安县","绿谷变10kV物流线916","谢厝村7#变","3M80509000010781",179.808,"黄色"]
[2392,"惠安县","绿谷变10kV龙谷线918","悠然水岸1#变","3503232201003299",502.22,"黄色"]
[2393,"惠安县","绿谷变10kV光山线915","油园#3变","QZHA17021",222.5,"黄色"]
[2394,"惠安县","绿谷变10kV光山线915","油园村6#变","3M80509000010104",37.13,"黄色"]
[2395,"惠安县","绿谷变10kV光山线915","油园村7#变","3M80509000116152",86.012,"黄色"]
[2396,"惠安县","绿谷变10kV塘城线914","中骏珑景阁A3区#1配电室#2变","3M80509000080348",646.42,"绿色"]
[2397,"惠安县","绿谷变10kV塘城线914","中骏珑景阁A3区#1配电室#4变","3M80509000080390",660.88,"绿色"]
[2398,"惠安县","绿谷变10kV塘城线914","中骏珑景阁（泉北中央城B1地块）1#变","3510230801008007",640,"绿色"]
[2399,"惠安县","绿谷变10kV塘城线914","中骏珑景阁（泉北中央城B1地块）3#变","3510230801005011",504,"绿色"]
[2400,"惠安县","绿谷变10kV虎窟线911","中喜帝景2#变","3M80509000098570",662.14,"绿色"]
[2401,"惠安县","绿谷变10kV光山线915","紫山1#","QZHA17027",73.7,"黄色"]
[2402,"惠安县","绿谷变10kV光山线915","紫山2#","QZHA17094",178.496,"绿色"]
[2403,"惠安县","绿谷变10kV光山线915","紫山3#变","0002236489",101.5,"黄色"]
[2404,"惠安县","绿谷变10kV光山线915","紫山4#变","3M80509000016985",191.34,"黄色"]
[2405,"惠安县","绿谷变10kV光山线915","紫山5#变","3M80509000020322",15.284,"黄色"]
[2406,"惠安县","绿谷变10kV塘城线914","珑景阁A1区#1变","3M80509000104117",828.05,"绿色"]
[2407,"惠安县","绿谷变10kV塘城线914","珑景阁A1区#3变","3M80509000104119",845.87,"绿色"]
[2408,"惠安县","绿谷变10kV塘城线914","珑景阁A1区#5变","3M80509000104123",838.73,"绿色"]
[2409,"惠安县","绿谷变10kV塘城线914","珑景阁A1区#7变","3M80509000104125",825.17,"绿色"]
[2410,"惠安县","绿谷变10kV富民线941","10kV富邦新天地开闭所兼#1配电室（四遥）泉州宏洋房地产1#变","3M80509000016601",671.824,"绿色"]
[2411,"惠安县","绿谷变10kV富民线941","10kV富邦新天地开闭所兼#1配电室（四遥）泉州宏洋房地产2#变","3M80509000016602",656.872,"绿色"]
[2412,"惠安县","绿谷变10kV富民线941","10kV富邦新天地开闭所兼#1配电室（四遥）泉州宏洋房地产3#变","3M80509000016603",687.52,"绿色"]
[2413,"惠安县","绿谷变10kV富民线941","10kV富邦新天地开闭所兼#1配电室（四遥）泉州宏洋房地产4#变","3M80509000016604",746.272,"绿色"]
[2414,"惠安县","绿谷变10kV坝下线942","坝下1#","QZHA17079",241.424,"黄色"]
[2415,"惠安县","绿谷变10kV坝下线942","坝下2#","QZHA17080",28.408,"黄色"]
[2416,"惠安县","绿谷变10kV坝下线942","坝下3#变","QZHA17037",137.792,"黄色"]
[2417,"惠安县","绿谷变10kV坝下线942","坝下4","QZHA17081",70.804,"黄色"]
[2418,"惠安县","绿谷变10kV坝下线942","坝下6#变","3M80509000011503",266.34,"绿色"]
[2419,"惠安县","绿谷变10kV坝下线942","坝下7#变","3M80509000027659",326.37,"绿色"]
[2420,"惠安县","绿谷变10kV坝下线942","坝下8#变","3M80509000053964",197.732,"黄色"]
[2421,"惠安县","绿谷变10kV坝下线942","坝下村10#变","3M80509000062102",323.408,"绿色"]
[2422,"惠安县","绿谷变10kV坝下线942","坝下村9#变","3M80509000060423",206.108,"黄色"]
[2423,"惠安县","绿谷变10kV碧岭线943","碧岭村5#变","3503232501002003",321.956,"绿色"]
[2424,"惠安县","绿谷变10kV碧岭线943","碧岭村6#变","3503232501002007",60.992,"黄色"]
[2425,"惠安县","绿谷变10kV坝下线942","赤土村7#变","3M80509000063868",234.152,"黄色"]
[2426,"惠安县","绿谷变10kV桃源线921","福建省泉州瑞星商务中心开闭所兼1#配电室1#变","3504251001005002",504,"绿色"]
[2427,"惠安县","绿谷变10kV桃源线921","福缘居#1变","3M80509000131457",825.41,"绿色"]
[2428,"惠安县","绿谷变10kV桃源线921","福缘居#3变","3M80509000131459",825.2,"绿色"]
[2429,"惠安县","绿谷变10kV桃源线921","福缘居#5变","3M80509000063720",635.38,"黄色"]
[2430,"惠安县","绿谷变10kV桃源线921","福缘居#6变","3M80509000063721",640,"绿色"]
[2431,"惠安县","绿谷变10kV坝下线942","光山3#变","QZHA17066",247.152,"黄色"]
[2432,"惠安县","绿谷变10kV碧岭线943","后西1#","QZHA16093",169.968,"黄色"]
[2433,"惠安县","绿谷变10kV碧岭线943","后西2#","QZHA16094",83.8,"黄色"]
[2434,"惠安县","绿谷变10kV碧岭线943","后西村11#变","3M80509000062767",134.024,"黄色"]
[2435,"惠安县","绿谷变10kV碧岭线943","后西村12#变","3M80509000069952",120.68,"黄色"]
[2436,"惠安县","绿谷变10kV碧岭线943","后西村15#变","3505250801008011",320,"绿色"]
[2437,"惠安县","绿谷变10kV碧岭线943","后西村8#变","3M80509000056663",230.84,"黄色"]
[2438,"惠安县","绿谷变10kV碧岭线943","后西村9#变","3M80509000062385",276.824,"黄色"]
[2439,"惠安县","绿谷变10kV联三线923","虎窟3#变","QZHA16039",202.164,"黄色"]
[2440,"惠安县","绿谷变10kV富民线941","黄塘4#","QZHA16017",354.776,"绿色"]
[2441,"惠安县","绿谷变10kV富民线941","黄塘6#变","QZHA16270",353.528,"绿色"]
[2442,"惠安县","绿谷变10kV富民线941","黄塘安置房1#变","3M80509000023561",645.22,"绿色"]
[2443,"惠安县","绿谷变10kV富民线941","黄塘安置房3#变","3M80509000023563",675.61,"绿色"]
[2444,"惠安县","绿谷变10kV富民线941","黄塘安置房5#变","3M80509000023565",524.36,"绿色"]
[2445,"惠安县","绿谷变10kV富民线941","黄塘安置房6#变","3M80509000023566",530.4,"绿色"]
[2446,"惠安县","绿谷变10kV富民线941","黄塘村5#变","QZHA16128",308.352,"黄色"]
[2447,"惠安县","绿谷变10kV坝下线942","惠安高铁站安置区A块地1#变","3M80509000024481",664.66,"绿色"]
[2448,"惠安县","绿谷变10kV坝下线942","惠安高铁站安置区A块地3#变","3M80509000024483",658.84,"绿色"]
[2449,"惠安县","绿谷变10kV坝下线942","惠安高铁站安置区C地块1#变","3M80509000027843",662.11,"绿色"]
[2450,"惠安县","绿谷变10kV紫山线924","惠安高铁站安置区C地块2#变","3M80509000027844",640,"绿色"]
[2451,"惠安县","绿谷变10kV坝下线942","惠安高铁站安置区C地块3#变","3M80509000027845",664,"绿色"]
[2452,"惠安县","绿谷变10kV紫山线924","惠安高铁站安置区C地块4#变","3M80509000027846",640,"绿色"]
[2453,"惠安县","绿谷变10kV坝下线942","惠安高铁站前片区B块地1#变1#变","3M80509000025553",652.9,"绿色"]
[2454,"惠安县","绿谷变10kV坝下线942","惠安高铁站前片区B块地3#变","3M80509000025557",670.06,"绿色"]
[2455,"惠安县","绿谷变10kV坝下线942","惠安高铁站前片区B块地4#变","3M80509000025558",669.97,"绿色"]
[2456,"惠安县","绿谷变10kV坝下线942","惠安高铁站前片区B块地7#变","3M80509000025559",516.6,"绿色"]
[2457,"惠安县","绿谷变10kV坝下线942","惠安高铁站前片区B块地8#变","3M80509000025560",527.16,"绿色"]
[2458,"惠安县","绿谷变10kV埔兜线945","惠安县汾阳投资开发有限公司2#变","3M80509000043671",654.352,"绿色"]
[2459,"惠安县","绿谷变10kV埔兜线945","惠安县汾阳投资开发有限公司5#变","3M80509000043650",530.48,"绿色"]
[2460,"惠安县","绿谷变10kV埔兜线945","惠安县汾阳投资开发有限公司6#变","3M80509000043638",523.9,"绿色"]
[2461,"惠安县","绿谷变10kV富民线941","金龙华庭1#变","3512230801010002",640,"绿色"]
[2462,"惠安县","绿谷变10kV富民线941","金龙华庭11#变","3512230801004031",640,"绿色"]
[2463,"惠安县","绿谷变10kV富民线941","金龙华庭13#变","3512230801010007",640,"绿色"]
[2464,"惠安县","绿谷变10kV富民线941","金龙华庭15#变","3512230801004032",640,"绿色"]
[2465,"惠安县","绿谷变10kV富民线941","金龙华庭3#变","3512230801010003",640,"绿色"]
[2466,"惠安县","绿谷变10kV富民线941","金龙华庭5#变","3512230801004026",640,"绿色"]
[2467,"惠安县","绿谷变10kV富民线941","金龙华庭7#变","3512230801004028",640,"绿色"]
[2468,"惠安县","绿谷变10kV富民线941","金龙华庭9#变","3512230801004030",640,"绿色"]
[2469,"惠安县","绿谷变10kV桃源线921","聚龙世茂逸翠园2#变","3M80509000130394",814.61,"绿色"]
[2470,"惠安县","绿谷变10kV桃源线921","聚龙世茂逸翠园4#变","3M80509000130396",626.21,"黄色"]
[2471,"惠安县","绿谷变10kV桃源线921","聚龙世茂逸翠园6#变","3M80509000130398",800,"绿色"]
[2472,"惠安县","绿谷变10kV桃源线921","聚龙世茂逸翠园8#变","3M80509000130400",800,"绿色"]
[2473,"惠安县","绿谷变10kV桃源线921","聚龙小镇别墅区5#变（陶然新村）","0002274521",674.6,"绿色"]
[2474,"惠安县","绿谷变10kV桃源线921","聚龙小镇别墅区6#变（陶然新村）","3M80509000017063",640,"绿色"]
[2475,"惠安县","绿谷变10kV桃源线921","聚龙小镇开闭所1#变（陶然新村）","3M80509000018543",504.12,"绿色"]
[2476,"惠安县","绿谷变10kV桃源线921","聚龙小镇开闭所2#变（陶然新村）","QZHA2274520",637.536,"绿色"]
[2477,"惠安县","绿谷变10kV桃源线921","聚龙小镇开闭所3#变（陶然新村）","3M80509000018544",504,"绿色"]
[2478,"惠安县","绿谷变10kV桃源线921","聚龙小镇开闭所4#变（陶然新村）","QZHA2274522",591.264,"绿色"]
[2479,"惠安县","绿谷变10kV桃源线921","聚龙小镇陶然居1#配电室1#变（陶然居）","QZHA2230535",719.512,"绿色"]
[2480,"惠安县","绿谷变10kV桃源线921","聚龙小镇陶然居1#配电室2#变（陶然居）","3M80509000013906",685.648,"绿色"]
[2481,"惠安县","绿谷变10kV联三线923","闽西南绿色建筑产业园#2配电室1#变","3510242701005015",999.24,"黄色"]
[2482,"惠安县","绿谷变10kV联三线923","闽西南绿色建筑产业园开闭所兼#1配电室1#变","3510242701005011",1001.56,"绿色"]
[2483,"惠安县","绿谷变10kV联三线923","闽西南绿色建筑产业园开闭所兼#1配电室3#变","3510242701005012",800,"绿色"]
[2484,"惠安县","绿谷变10kV坝下线942","南安1#变","QZHA17067",66.856,"黄色"]
[2485,"惠安县","绿谷变10kV坝下线942","南安2#变","QZHA17068",291.33,"黄色"]
[2486,"惠安县","绿谷变10kV坝下线942","南安3#变","QZHA17069",0,"红色"]
[2487,"惠安县","绿谷变10kV坝下线942","南安4#变","3M80509000053962",245.66,"黄色"]
[2488,"惠安县","绿谷变10kV坝下线942","南安5#变","3M80509000053963",285.512,"黄色"]
[2489,"惠安县","绿谷变10kV坝下线942","南安村6#变","3M80509000062808",224.18,"黄色"]
[2490,"惠安县","绿谷变10kV双溪线944","前郭村10#变","3504240201010010",63.488,"黄色"]
[2491,"惠安县","绿谷变10kV埔兜线945","省吟15#变","0000991006",92.096,"黄色"]
[2492,"惠安县","绿谷变10kV埔兜线945","省吟村23#变","3M80509000067101",250.568,"黄色"]
[2493,"惠安县","绿谷变10kV碧岭线943","省吟村高厝头5#","QZHA16117",220.928,"黄色"]
[2494,"惠安县","绿谷变10kV埔兜线945","胜辉花园大厦#1变","3M80509000127188",800,"绿色"]
[2495,"惠安县","绿谷变10kV埔兜线945","胜辉花园大厦#3变","3M80509000127190",827.24,"绿色"]
[2496,"惠安县","绿谷变10kV苏塘线922","松溪1#变","QZHA16111",1.73599999999999,"黄色"]
[2497,"惠安县","绿谷变10kV苏塘线922","松溪11#变","QZHA2217490",133.87,"黄色"]
[2498,"惠安县","绿谷变10kV苏塘线922","松溪2#","QZHA16110",119.196,"黄色"]
[2499,"惠安县","绿谷变10kV苏塘线922","松溪3#变","QZHA16112",66.96,"黄色"]
[2500,"惠安县","绿谷变10kV苏塘线922","松溪4#","QZHA16114",0,"红色"]
[2501,"惠安县","绿谷变10kV苏塘线922","松溪6#变","QZHA16242",129.096,"黄色"]
[2502,"惠安县","绿谷变10kV苏塘线922","松溪7#","QZHA16255",68.504,"黄色"]
[2503,"惠安县","绿谷变10kV苏塘线922","松溪村12#变","3M80509000060172",322.7,"绿色"]
[2504,"惠安县","绿谷变10kV桃源线921","松溪村15#变","3505231601000137",290.168,"黄色"]
[2505,"惠安县","绿谷变10kV苏塘线922","松溪村石盘10#变","0002058985",134.42,"黄色"]
[2506,"惠安县","绿谷变10kV苏塘线922","苏塘1#变","QZHA16102",347.088,"绿色"]
[2507,"惠安县","绿谷变10kV苏塘线922","苏塘2#变","QZHA16036",278.38,"绿色"]
[2508,"惠安县","绿谷变10kV苏塘线922","苏塘3#","QZHA16194",355.85,"绿色"]
[2509,"惠安县","绿谷变10kV苏塘线922","苏塘4#变","0001941587",261.62,"黄色"]
[2510,"惠安县","绿谷变10kV苏塘线922","苏塘5#变","3M80509000090990",345.284,"绿色"]
[2511,"惠安县","绿谷变10kV苏塘线922","苏塘村6#变","3507230701005038",321.368,"绿色"]
[2512,"惠安县","绿谷变10kV桃源线921","陶然居10#变","3M80509000027961",649.36,"绿色"]
[2513,"惠安县","绿谷变10kV桃源线921","陶然居5#变","3M80509000027956",355.82,"绿色"]
[2514,"惠安县","绿谷变10kV桃源线921","陶然居7#变","3M80509000027958",656.62,"绿色"]
[2515,"惠安县","绿谷变10kV桃源线921","陶然居8#变","3M80509000027959",653.17,"绿色"]
[2516,"惠安县","绿谷变10kV桃源线921","陶然居9#变","3M80509000027960",634,"黄色"]
[2517,"惠安县","绿谷变10kV埔兜线945","尾园2#变","QZHA16041",102.29,"黄色"]
[2518,"惠安县","绿谷变10kV埔兜线945","尾园3#变","QZHA16103",149.72,"黄色"]
[2519,"惠安县","绿谷变10kV埔兜线945","尾园4#","QZHA16104",250.556,"黄色"]
[2520,"惠安县","绿谷变10kV埔兜线945","尾园6#变","3M80509000037019",299.6,"黄色"]
[2521,"惠安县","绿谷变10kV埔兜线945","尾园7#变","3M80509000056172",287.072,"黄色"]
[2522,"惠安县","绿谷变10kV埔兜线945","尾园村8#变","3506232501005023",203.444,"黄色"]
[2523,"惠安县","绿谷变10kV桃源线921","下茂2#变","QZHA16071",175.048,"绿色"]
[2524,"惠安县","绿谷变10kV桃源线921","下茂村3#变","QZHA16115",340.724,"绿色"]
[2525,"惠安县","绿谷变10kV桃源线921","下茂村5#变","3M80509000040979",185.744,"黄色"]
[2526,"惠安县","绿谷变10kV桃源线921","下茂村7#变","3512231101005027",278.004,"绿色"]
[2527,"惠安县","绿谷变10kV苏塘线922","下坂3#","QZHA16100",284.348,"黄色"]
[2528,"惠安县","绿谷变10kV苏塘线922","下坂4#","QZHA16101",65.152,"黄色"]
[2529,"惠安县","绿谷变10kV埔兜线945","乡景B区1#配变","3M80509000046438",663.64,"绿色"]
[2530,"惠安县","绿谷变10kV埔兜线945","乡景B区3#配变","3M80509000046440",508.48,"绿色"]
[2531,"惠安县","绿谷变10kV碧岭线943","谢厝3#","QZHA16012",343.688,"绿色"]
[2532,"惠安县","绿谷变10kV碧岭线943","谢厝4#","QZHA16309",135.12,"黄色"]
[2533,"惠安县","绿谷变10kV碧岭线943","谢厝8#变","3M80509000033319",190.208,"黄色"]
[2534,"惠安县","绿谷变10kV富民线941","溢拓大厦小区1#变","3505242001001017",504.1,"绿色"]
[2535,"惠安县","绿谷变10kV富民线941","溢拓大厦小区2#变","3505242001001018",504,"绿色"]
[2536,"惠安县","绿谷变10kV富民线941","溢拓大厦小区3#变","3505242001001019",504,"绿色"]
[2537,"惠安县","绿谷变10kV富民线941","溢拓大厦小区4#变","3505242001009015",505.12,"绿色"]
[2538,"惠安县","绿谷变10kV坝下线942","油园11#变","3M80509000088271",197.852,"黄色"]
[2539,"惠安县","绿谷变10kV坝下线942","油园村10#变","3M80509000113908",134.996,"黄色"]
[2540,"惠安县","绿谷变10kV富民线941","中骏珑景阁A2地块#1变","3M80509000075089",835.16,"绿色"]
[2541,"惠安县","绿谷变10kV富民线941","中骏珑景阁A2地块#2变","3M80509000075090",816.56,"绿色"]
[2542,"惠安县","绿谷变10kV富民线941","中骏珑景阁A2地块#3变","3M80509000075091",413.472,"绿色"]
[2543,"惠安县","绿谷变10kV富民线941","中骏珑景阁A3区#1配电室#1变","3M80509000080389",646.06,"绿色"]
[2544,"惠安县","绿谷变10kV富民线941","中骏珑景阁A3区#1配电室#3变","3M80509000080409",647.17,"绿色"]
[2545,"惠安县","绿谷变10kV埔兜线945","中喜帝景1#变","3M80509000098569",640,"绿色"]
[2546,"惠安县","绿谷变10kV埔兜线945","中喜帝景3#变","3505233001000264",640,"绿色"]
[2547,"惠安县","绿谷变10kV富民线941","珑景阁A1区#2变","3M80509000104118",883.4,"绿色"]
[2548,"惠安县","绿谷变10kV富民线941","珑景阁A1区#4变","3M80509000104122",879.89,"绿色"]
[2549,"惠安县","绿谷变10kV富民线941","珑景阁A1区#6变","3M80509000104124",820.76,"绿色"]
[2550,"惠安县","绿谷变10kV富民线941","珑景阁A1区#8变","3M80509000104126",827.42,"绿色"]
[2551,"惠安县","崇武变10kV峰东线951","潮乐村12#变","0002071974",175.728,"黄色"]
[2552,"惠安县","崇武变10kV峰东线951","潮乐村15#变（自住小区2#）","3M80509000026920",681.25,"绿色"]
[2553,"惠安县","崇武变10kV峰东线951","潮乐村18#变","3M80509000090350",250.676,"黄色"]
[2554,"惠安县","崇武变10kV峰东线951","潮乐村19#变","3507230401004015",331.832,"绿色"]
[2555,"惠安县","崇武变10kV峰东线951","潮乐村6#变","QZHA18379",193.488,"黄色"]
[2556,"惠安县","崇武变10kV峰东线951","潮乐村7#变","QZHA18380",224.824,"黄色"]
[2557,"惠安县","崇武变10kV峰东线951","潮乐村8#变","QZHA18381",251.78,"黄色"]
[2558,"惠安县","崇武变10kV东门线919","崇武镇潮乐村10#变","QZHA18383",565.3,"绿色"]
[2559,"惠安县","崇武变10kV峰东线951","崇武镇潮乐村13#变","3M80509000031782",348.08,"绿色"]
[2560,"惠安县","崇武变10kV峰东线951","崇武镇潮乐村17#变","3M80509000075621",62.312,"黄色"]
[2561,"惠安县","崇武变10kV东门线919","崇武镇潮乐村9#变","QZHA18382",549.96,"绿色"]
[2562,"惠安县","崇武变10kV峰东线951","崇武镇海门村11#变","3503251101008016",307.568,"黄色"]
[2563,"惠安县","崇武变10kV巨兴线911","崇武镇龙西村10#变","3M80509000045699",255.008,"黄色"]
[2564,"惠安县","崇武变10kV巨兴线911","崇武镇龙西村3#变","QZHA18424",264.476,"黄色"]
[2565,"惠安县","崇武变10kV巨兴线911","崇武镇龙西村5#变","QZHA18426",351.56,"绿色"]
[2566,"惠安县","崇武变10kV巨兴线911","崇武镇前安村12#变","3M80509000046639",367.364,"绿色"]
[2567,"惠安县","崇武变10kV巨兴线911","崇武镇前安村13#变","3M80509000035919",283.484,"黄色"]
[2568,"惠安县","崇武变10kV拥军线910","崇武镇五峰村11#变","3M80509000046360",298.328,"黄色"]
[2569,"惠安县","崇武变10kV拥军线910","崇武镇五峰村13#变","3M80509000046361",339.32,"绿色"]
[2570,"惠安县","崇武变10kV东门线919","崇武镇西华北侧安置小区#1变","3M80509000014648",668.488,"绿色"]
[2571,"惠安县","崇武变10kV东门线919","崇武镇西华北侧安置小区#4变","3M80509000014649",651.976,"绿色"]
[2572,"惠安县","崇武变10kV东门线919","崇武镇西华北侧安置小区#5变","3M80509000014641",709.264,"绿色"]
[2573,"惠安县","崇武变10kV东门线919","崇武镇西华北侧安置小区#8变","3M80509000014644",687.856,"绿色"]
[2574,"惠安县","崇武变10kV东门线919","崇武镇西华村11#变","3M80509000073588",361.508,"绿色"]
[2575,"惠安县","崇武变10kV东门线919","崇武镇西华村14#变","3505241501009002",320,"绿色"]
[2576,"惠安县","崇武变10kV东门线919","崇武镇西华村8#变","QZHA18373",543.1,"绿色"]
[2577,"惠安县","崇武变10kV华益线952","崇武镇溪底村#9变","3M80509000064702",346.184,"绿色"]
[2578,"惠安县","崇武变10kV巨兴线911","崇武镇霞西村17#变","3M80509000044299",343.568,"绿色"]
[2579,"惠安县","崇武变10kV鼎盛线914","鼎盛天辰#2变","3503231301001029",640,"绿色"]
[2580,"惠安县","崇武变10kV鼎盛线914","鼎盛天辰#3变","3503231301003033",647.41,"绿色"]
[2581,"惠安县","崇武变10kV鼎盛线914","鼎盛天辰#6变","3503231301003025",640,"绿色"]
[2582,"惠安县","崇武变10kV鼎盛线914","鼎盛天辰#7变","3503231301002018",640,"绿色"]
[2583,"惠安县","崇武变10kV鼎盛线914","鼎盛天辰1#站用变","3503231301000020",24,"绿色"]
[2584,"惠安县","崇武变10kV峰东线951","海门村10#变","3M80509000134357",330.464,"绿色"]
[2585,"惠安县","崇武变10kV峰东线951","海门村7#变","QZHA18471",210.5,"黄色"]
[2586,"惠安县","崇武变10kV海景线918","联群C地块配电室1变","3M80509000018481",665.536,"绿色"]
[2587,"惠安县","崇武变10kV峰东线951","莲西村1#变","QZHA18415",255.48,"黄色"]
[2588,"惠安县","崇武变10kV峰东线951","莲西村2#变","QZHA18416",396.92,"绿色"]
[2589,"惠安县","崇武变10kV东门线919","莲西村7#变","QZHA18421",517.4,"绿色"]
[2590,"惠安县","崇武变10kV峰东线951","莲西村8#变","0002134473",247.02,"黄色"]
[2591,"惠安县","崇武变10kV东门线919","莲西村9#变","3M80509000027807",489.34,"黄色"]
[2592,"惠安县","崇武变10kV巨兴线911","龙西村12#变","3M80509000089492",325.388,"绿色"]
[2593,"惠安县","崇武变10kV巨兴线911","龙西村13#变","3504232501001054",285.056,"黄色"]
[2594,"惠安县","崇武变10kV巨兴线911","龙西村2#变","QZHA18423",362.912,"绿色"]
[2595,"惠安县","崇武变10kV巨兴线911","龙西村4#变","QZHA18425",163.464,"黄色"]
[2596,"惠安县","崇武变10kV巨兴线911","龙西村8#变","0002059471",122.6,"黄色"]
[2597,"惠安县","崇武变10kV巨兴线911","龙西村9#变","3M80509000019506",336.824,"绿色"]
[2598,"惠安县","崇武变10kV巨兴线911","盟基花园1#变","3M80509000013401",650.464,"绿色"]
[2599,"惠安县","崇武变10kV巨兴线911","盟基花园2#变","3M80509000013402",651.232,"绿色"]
[2600,"惠安县","崇武变10kV巨兴线911","前垵#14变","3M80509000071376",326.876,"绿色"]
[2601,"惠安县","崇武变10kV巨兴线911","前垵村18#变","3510241001013044",515.3,"绿色"]
[2602,"惠安县","崇武变10kV前垵线915","前安村16#变","3M80509000088269",228.608,"黄色"]
[2603,"惠安县","崇武变10kV巨兴线911","前安村4#变","QZHA18441",183.37,"黄色"]
[2604,"惠安县","崇武变10kV巨兴线911","前安村5#变","QZHA18442",358.916,"绿色"]
[2605,"惠安县","崇武变10kV巨兴线911","前安村6#变","QZHA18443",359.296,"绿色"]
[2606,"惠安县","崇武变10kV巨兴线911","前安村9#变","3M80509000009787",242.13,"黄色"]
[2607,"惠安县","崇武变10kV海景线918","泉州市联群房地产开发有限公司（16楼1变）","0002219498",675.952,"绿色"]
[2608,"惠安县","崇武变10kV海景线918","五峰村1#变","QZHA18392",268.62,"绿色"]
[2609,"惠安县","崇武变10kV东门线919","五峰村10#变","QZHA18401",264.48,"绿色"]
[2610,"惠安县","崇武变10kV东门线919","五峰村12#变","3M80509000034042",540.86,"绿色"]
[2611,"惠安县","崇武变10kV联群线953","五峰村15#变","3M80509000120071",368.36,"绿色"]
[2612,"惠安县","崇武变10kV拥军线910","五峰村16#变","3512220501000020",320,"绿色"]
[2613,"惠安县","崇武变10kV拥军线910","五峰村17#变","3506230801005014",320,"绿色"]
[2614,"惠安县","崇武变10kV联群线953","五峰村2#变","QZHA18393",249.88,"黄色"]
[2615,"惠安县","崇武变10kV拥军线910","五峰村3#变","QZHA18394",275.088,"绿色"]
[2616,"惠安县","崇武变10kV拥军线910","五峰村4#变","QZHA18395",366.432,"绿色"]
[2617,"惠安县","崇武变10kV峰东线951","五峰村5#变","QZHA18396",144.996,"黄色"]
[2618,"惠安县","崇武变10kV峰东线951","五峰村6#变","QZHA18397",274.24,"绿色"]
[2619,"惠安县","崇武变10kV拥军线910","五峰村7#变","QZHA18398",313.304,"黄色"]
[2620,"惠安县","崇武变10kV拥军线910","五峰村8#变","QZHA18399",309.8,"黄色"]
[2621,"惠安县","崇武变10kV东门线919","五峰村9#变","QZHA18400",273.77,"绿色"]
[2622,"惠安县","崇武变10kV东门线919","西华村5#变","QZHA18370",372.632,"绿色"]
[2623,"惠安县","崇武变10kV联群线953","霞西村11#变","QZHA18531",233.64,"黄色"]
[2624,"惠安县","崇武变10kV海景线918","霞西村14#变","QZHA18595",382.568,"绿色"]
[2625,"惠安县","崇武变10kV联群线953","霞西村26#变","3512241701066002",320,"绿色"]
[2626,"惠安县","崇武变10kV巨兴线911","霞西村7#变","QZHA18391",249.48,"黄色"]
[2627,"惠安县","崇武变10kV外滩线916","新景广海外滩#2变","3M80509000061220",581.98,"黄色"]
[2628,"惠安县","崇武变10kV外滩线916","新景广海外滩#4变","3M80509000061222",640,"绿色"]
[2629,"惠安县","崇武变10kV外滩线916","新景广海外滩#5变","3M80509000061224",640,"绿色"]
[2630,"惠安县","崇武变10kV海景线918","中台花园城1变","3M80509000054989",557.24,"绿色"]
[2631,"惠安县","崇武变10kV海景线918","中台花园城2变","3M80509000054990",513.28,"绿色"]
[2632,"惠安县","崇武变10kV国宏线922","半月湾1#箱式变","3M80509000113248",512.78,"绿色"]
[2633,"惠安县","崇武变10kV福邸线921","崇武镇大乍村24#变","3M80509000042060",342.848,"绿色"]
[2634,"惠安县","崇武变10kV福邸线921","崇武镇港乾村11#变","0002044480",345.62,"绿色"]
[2635,"惠安县","崇武变10kV福邸线921","崇武镇港乾村12#变","3M80509000037079",354.296,"绿色"]
[2636,"惠安县","崇武变10kV福邸线921","崇武镇港乾村20#变","3507241001005003",334.532,"绿色"]
[2637,"惠安县","崇武变10kV国宏线922","崇武镇靖江村1#变","QZHA18211",551.4,"绿色"]
[2638,"惠安县","崇武变10kV国宏线922","崇武镇靖江村14#变","3M80509000040383",332.768,"绿色"]
[2639,"惠安县","崇武变10kV国宏线922","崇武镇靖江村2#变","QZHA18428",528.1,"绿色"]
[2640,"惠安县","崇武变10kV国宏线922","崇武镇靖江村4#变","QZHA18430",571.02,"绿色"]
[2641,"惠安县","崇武变10kV大唐线923","崇武镇前安村07#变","QZHA18444",624.98,"绿色"]
[2642,"惠安县","崇武变10kV大唐线923","崇武镇前安村10#变","3M80509000019503",504,"绿色"]
[2643,"惠安县","崇武变10kV东平线924","崇武镇霞西村#19变","3M80509000068642",225.308,"黄色"]
[2644,"惠安县","崇武变10kV大唐线923","崇武镇霞西村20#变","3M80509000039107",555.792,"绿色"]
[2645,"惠安县","崇武变10kV大唐线923","崇武镇霞西村8#变","QZHA18437",513.38,"绿色"]
[2646,"惠安县","崇武变10kV国宏线922","大乍村1#变","QZHA18445",340.13,"绿色"]
[2647,"惠安县","崇武变10kV国宏线922","大乍村16#变","3M80509000019502",123.452,"黄色"]
[2648,"惠安县","崇武变10kV福邸线921","大乍村19#变","QZHA18463",243.272,"绿色"]
[2649,"惠安县","崇武变10kV国宏线922","大乍村2#变","QZHA18446",370.652,"绿色"]
[2650,"惠安县","崇武变10kV国宏线922","大乍村39#变","3508242101000012",373.028,"绿色"]
[2651,"惠安县","崇武变10kV天辰线941","鼎盛天辰#1变","3503231301003029",660.28,"绿色"]
[2652,"惠安县","崇武变10kV天辰线941","鼎盛天辰#4变","3503231301001025",640,"绿色"]
[2653,"惠安县","崇武变10kV天辰线941","鼎盛天辰#5变","3503231301000024",667.48,"绿色"]
[2654,"惠安县","崇武变10kV天辰线941","鼎盛天辰#8变","3503231301001021",662.05,"绿色"]
[2655,"惠安县","崇武变10kV天辰线941","鼎盛天辰2#站用变","3503231301002014",24,"绿色"]
[2656,"惠安县","崇武变10kV福邸线921","港墘海景福邸小区#1变","3M80509000132877",810.65,"绿色"]
[2657,"惠安县","崇武变10kV福邸线921","港墘海景福邸小区#2变","3M80509000132878",811.7,"绿色"]
[2658,"惠安县","崇武变10kV福邸线921","港乾村#15变","3M80509000142599",332.792,"绿色"]
[2659,"惠安县","崇武变10kV福邸线921","港乾村1#变","QZHA18402",239.47,"黄色"]
[2660,"惠安县","崇武变10kV福邸线921","港乾村10#变","QZHA18594",543.952,"绿色"]
[2661,"惠安县","崇武变10kV福邸线921","港乾村13#变","3M80509000071676",350.336,"绿色"]
[2662,"惠安县","崇武变10kV福邸线921","港乾村14#变","3M80509000099036",394.988,"绿色"]
[2663,"惠安县","崇武变10kV福邸线921","港乾村17#变","3504230401002723",325.452,"绿色"]
[2664,"惠安县","崇武变10kV福邸线921","港乾村18#变","3512222301003011",318.464,"黄色"]
[2665,"惠安县","崇武变10kV福邸线921","港乾村19#变","3506250301008001",333.14,"绿色"]
[2666,"惠安县","崇武变10kV福邸线921","港乾村2#变","QZHA18403",297.56,"绿色"]
[2667,"惠安县","崇武变10kV福邸线921","港乾村3#变","QZHA18404",536.24,"绿色"]
[2668,"惠安县","崇武变10kV福邸线921","港乾村4#变","QZHA18405",310.43,"绿色"]
[2669,"惠安县","崇武变10kV福邸线921","港乾村5#变","QZHA18406",314.512,"黄色"]
[2670,"惠安县","崇武变10kV福邸线921","港乾村6#变","QZHA18228",316.168,"绿色"]
[2671,"惠安县","崇武变10kV福邸线921","港乾村7#变","QZHA18408",343.808,"绿色"]
[2672,"惠安县","崇武变10kV福邸线921","港乾村8#变","QZHA18409",346.96,"绿色"]
[2673,"惠安县","崇武变10kV福邸线921","港乾村9#变","QZHA18410",193.69,"绿色"]
[2674,"惠安县","崇武变10kV景区线942","海景花园2变（达联小区）","3M80509000026899",439.904,"绿色"]
[2675,"惠安县","崇武变10kV景区线942","海景花园4#变（达联小区）","3M80509000026898",455.712,"绿色"]
[2676,"惠安县","崇武变10kV景区线942","海门村1#变","QZHA18465",260.86,"绿色"]
[2677,"惠安县","崇武变10kV景区线942","海门村12#变","3501251401012004",328.784,"绿色"]
[2678,"惠安县","崇武变10kV景区线942","海门村3#变","QZHA18467",586.16,"绿色"]
[2679,"惠安县","崇武变10kV景区线942","海门村9#变","3M80509000019507",320,"绿色"]
[2680,"惠安县","崇武变10kV国宏线922","豪达苑#1变","3M80509000056371",648.61,"绿色"]
[2681,"惠安县","崇武变10kV国宏线922","豪达苑#2变","3M80509000056372",691.27,"绿色"]
[2682,"惠安县","崇武变10kV国宏线922","靖江村3#变","QZHA18429",317.6,"绿色"]
[2683,"惠安县","崇武变10kV国宏线922","靖江村6#变","QZHA18210",217.81,"黄色"]
[2684,"惠安县","崇武变10kV景区线942","联群C地块配电室2变","3M80509000018482",702.256,"绿色"]
[2685,"惠安县","崇武变10kV国宏线922","莲西村5#变","QZHA18419",490.38,"黄色"]
[2686,"惠安县","崇武变10kV国宏线922","莲西村6#变","QZHA18420",272.904,"绿色"]
[2687,"惠安县","崇武变10kV大唐线923","前安村1#变","QZHA18438",277.39,"绿色"]
[2688,"惠安县","崇武变10kV大唐线923","前安村11#变","3M80509000029158",286.54,"黄色"]
[2689,"惠安县","崇武变10kV大唐线923","前安村15#变","3M80509000124310",269.532,"黄色"]
[2690,"惠安县","崇武变10kV大唐线923","前安村17#变","3M80509000134156",528.28,"绿色"]
[2691,"惠安县","崇武变10kV东平线924","前安村19#变","3M80509000132323",0,"红色"]
[2692,"惠安县","崇武变10kV大唐线923","前安村2#变","QZHA18439",224.768,"黄色"]
[2693,"惠安县","崇武变10kV大唐线923","前安村20#变","3510241001012022",320,"绿色"]
[2694,"惠安县","崇武变10kV大唐线923","前安村3#变","QZHA18440",247.04,"黄色"]
[2695,"惠安县","崇武变10kV大唐线923","前安村8#变","0002044479",272.49,"绿色"]
[2696,"惠安县","崇武变10kV景区线942","西华村3变","QZHA18368",575.84,"绿色"]
[2697,"惠安县","崇武变10kV景区线942","西华村4#变","3511231401004015",511.1,"绿色"]
[2698,"惠安县","崇武变10kV大唐线923","霞西村1#变","QZHA18385",280.96,"绿色"]
[2699,"惠安县","崇武变10kV东平线924","霞西村10#变","QZHA18508",99.864,"黄色"]
[2700,"惠安县","崇武变10kV东平线924","霞西村12#变","QZHA18575",400.6,"黄色"]
[2701,"惠安县","崇武变10kV东平线924","霞西村13#变","QZHA18577",380.928,"黄色"]
[2702,"惠安县","崇武变10kV大唐线923","霞西村15#变","3M80509000029157",275.756,"黄色"]
[2703,"惠安县","崇武变10kV大唐线923","霞西村16#变","3M80509000019504",380.84,"绿色"]
[2704,"惠安县","崇武变10kV大唐线923","霞西村2#变","QZHA18386",102.408,"黄色"]
[2705,"惠安县","崇武变10kV东平线924","霞西村21#变","3M80509000100528",118.808,"黄色"]
[2706,"惠安县","崇武变10kV东平线924","霞西村22#变","3M80509000096737",381.764,"绿色"]
[2707,"惠安县","崇武变10kV大唐线923","霞西村23#变","3503232901001021",219.86,"黄色"]
[2708,"惠安县","崇武变10kV大唐线923","霞西村3#变","QZHA18387",219.55,"黄色"]
[2709,"惠安县","崇武变10kV东平线924","霞西村4#变","QZHA18388",359.82,"黄色"]
[2710,"惠安县","崇武变10kV东平线924","霞西村5#变","QZHA18389",164.112,"黄色"]
[2711,"惠安县","崇武变10kV大唐线923","霞西村6#变","QZHA18390",324.21,"绿色"]
[2712,"惠安县","赤湖变10kV青山线612","10kV东莲村2#箱式变","QZHA10009",416.3,"黄色"]
[2713,"惠安县","赤湖变10kV岩峰线618","安固#4变","3M80509000020922",174.112,"绿色"]
[2714,"惠安县","赤湖变10kV山霞线614","安固村#5箱变","3M80509000083810",320,"绿色"]
[2715,"惠安县","赤湖变10kV山霞线614","白鹭花园#6变","3M80509000083033",800,"绿色"]
[2716,"惠安县","赤湖变10kV山霞线614","白鹭花园#8变","3M80509000083035",814.01,"绿色"]
[2717,"惠安县","赤湖变10kV港乾线617","半月湾#3配电室2#变","3M80509000110908",656.32,"绿色"]
[2718,"惠安县","赤湖变10kV港乾线617","半月湾#4配电室#1变","0002363516",859.01,"绿色"]
[2719,"惠安县","赤湖变10kV港乾线617","半月湾#4配电室#2变","0002363518",805.37,"绿色"]
[2720,"惠安县","赤湖变10kV港乾线617","崇武半月湾度假村2#配电室3#变","3M80509000110152",656.08,"绿色"]
[2721,"惠安县","赤湖变10kV港乾线617","崇武半月湾度假村2#配电室4#变","3M80509000109633",640,"绿色"]
[2722,"惠安县","赤湖变10kV港乾线617","崇武镇靖江村15#变","3M80509000042839",516.578,"绿色"]
[2723,"惠安县","赤湖变10kV五峰线616","崇武镇龙西村14#变","3M80509000073885",152.624,"黄色"]
[2724,"惠安县","赤湖变10kV岩峰线618","大淡#2变","QZHA10131",165.016,"黄色"]
[2725,"惠安县","赤湖变10kV青山线612","东莲#1变","QZHA10012",258.752,"黄色"]
[2726,"惠安县","赤湖变10kV青山线612","东莲#3变","QZHA10013",226.48,"黄色"]
[2727,"惠安县","赤湖变10kV青山线612","东莲#4变","QZHA10010",343.016,"绿色"]
[2728,"惠安县","赤湖变10kV青山线612","东莲#5变","3M80509000067823",230.288,"黄色"]
[2729,"惠安县","赤湖变10kV青山线612","东莲村#8变","3512242301001008",339.308,"绿色"]
[2730,"惠安县","赤湖变10kV涂寨线615","东岭镇前林村#1变","QZHA10140",249.428,"黄色"]
[2731,"惠安县","赤湖变10kV涂寨线615","东岭镇前林村#2变","QZHA10075",172.028,"黄色"]
[2732,"惠安县","赤湖变10kV涂寨线615","东岭镇前林村#6变","3M80509000027497",268.4,"黄色"]
[2733,"惠安县","赤湖变10kV涂寨线615","东岭镇前林村#7变","3M80509000084531",309.296,"黄色"]
[2734,"惠安县","赤湖变10kV涂寨线615","东岭镇前林村#8变","3M80509000142416",272.264,"黄色"]
[2735,"惠安县","赤湖变10kV假日线610","海景花园1#变（达联小区）","3M80509000026901",438.56,"绿色"]
[2736,"惠安县","赤湖变10kV假日线610","海景花园3#变（达联小区）","3M80509000026900",423.072,"绿色"]
[2737,"惠安县","赤湖变10kV港乾线617","海门村5#变","QZHA18469",301.376,"黄色"]
[2738,"惠安县","赤湖变10kV港乾线617","海门村8#变","0001773508",498.48,"黄色"]
[2739,"惠安县","赤湖变10kV山霞线614","宏盛首院#2变","3504231701002127",320,"绿色"]
[2740,"惠安县","赤湖变10kV山霞线614","宏盛首院#4变","3504231701003107",648.1,"绿色"]
[2741,"惠安县","赤湖变10kV山霞线614","宏盛首院站用#2变","3506230101004043",24,"绿色"]
[2742,"惠安县","赤湖变10kV岩峰线618","后洋#6变","3M80509000028078",314.22,"黄色"]
[2743,"惠安县","赤湖变10kV涂寨线615","金禾苑#1变","3M80509000010222",590.48,"绿色"]
[2744,"惠安县","赤湖变10kV山霞线614","金禾苑#2变","3M80509000010223",504,"绿色"]
[2745,"惠安县","赤湖变10kV涂寨线615","金禾苑#3变","3M80509000010224",531.48,"绿色"]
[2746,"惠安县","赤湖变10kV港乾线617","靖江村11#变","3M80509000019923",345.044,"绿色"]
[2747,"惠安县","赤湖变10kV港乾线617","靖江村5#变","QZHA18431",606.46,"绿色"]
[2748,"惠安县","赤湖变10kV港乾线617","靖江村8#变","QZHA18434",532.38,"绿色"]
[2749,"惠安县","赤湖变10kV港乾线617","莲西村3#变","QZHA18417",498.84,"黄色"]
[2750,"惠安县","赤湖变10kV港乾线617","莲西村4#变","QZHA18418",587.34,"绿色"]
[2751,"惠安县","赤湖变10kV五峰线616","林场#1变","3M80509000070527",327.38,"绿色"]
[2752,"惠安县","赤湖变10kV五峰线616","林场#2变","3M80509000070549",343.208,"绿色"]
[2753,"惠安县","赤湖变10kV五峰线616","龙西村1#变","QZHA18422",249.34,"黄色"]
[2754,"惠安县","赤湖变10kV五峰线616","龙西村6#变","QZHA18513",295.76,"绿色"]
[2755,"惠安县","赤湖变10kV五峰线616","龙西村7#变","3M80509000019982",537.44,"绿色"]
[2756,"惠安县","赤湖变10kV涂寨线615","曲江#10变","3M80509000020893",187.744,"黄色"]
[2757,"惠安县","赤湖变10kV涂寨线615","曲江#11变","3M80509000025426",344.228,"绿色"]
[2758,"惠安县","赤湖变10kV涂寨线615","曲江#12变","3M80509000028501",262.772,"黄色"]
[2759,"惠安县","赤湖变10kV涂寨线615","曲江#13变","3M80509000063655",364.892,"绿色"]
[2760,"惠安县","赤湖变10kV涂寨线615","曲江#14变","3M80509000069672",358.268,"绿色"]
[2761,"惠安县","赤湖变10kV涂寨线615","曲江#1变","QZHA10150",310.256,"绿色"]
[2762,"惠安县","赤湖变10kV涂寨线615","曲江#2变","QZHA10149",72.56,"黄色"]
[2763,"惠安县","赤湖变10kV涂寨线615","曲江#4变","QZHA10147",337.66,"绿色"]
[2764,"惠安县","赤湖变10kV涂寨线615","曲江#5变","QZHA10104",333.488,"绿色"]
[2765,"惠安县","赤湖变10kV涂寨线615","曲江#7变","QZHA09229",420.52,"黄色"]
[2766,"惠安县","赤湖变10kV涂寨线615","曲江#8变","QZHA09249",341.996,"绿色"]
[2767,"惠安县","赤湖变10kV涂寨线615","曲江#9变","QZHA09305",178.064,"黄色"]
[2768,"惠安县","赤湖变10kV山霞线614","曲江村#3变","QZHA10148",296.128,"黄色"]
[2769,"惠安县","赤湖变10kV岩峰线618","山霞#10箱变","0001101006",210.72,"黄色"]
[2770,"惠安县","赤湖变10kV岩峰线618","山霞#11箱变","0001101007",392.368,"黄色"]
[2771,"惠安县","赤湖变10kV山霞线614","山霞#12变","0002190471",173.604,"黄色"]
[2772,"惠安县","赤湖变10kV山霞线614","山霞#1变","QZHA10047",150.93,"绿色"]
[2773,"惠安县","赤湖变10kV涂寨线615","山霞#2变","QZHA10053",170.136,"黄色"]
[2774,"惠安县","赤湖变10kV岩峰线618","山霞#3箱变","QZHA10058",341.616,"黄色"]
[2775,"惠安县","赤湖变10kV涂寨线615","山霞#4变","QZHA10057",527.268,"绿色"]
[2776,"惠安县","赤湖变10kV山腰线619","山霞#5变","QZHA10129",278.448,"绿色"]
[2777,"惠安县","赤湖变10kV岩峰线618","山霞#6箱变","QZHA10223",262.336,"黄色"]
[2778,"惠安县","赤湖变10kV山腰线619","山霞#7变","QZHA10241",314.096,"黄色"]
[2779,"惠安县","赤湖变10kV岩峰线618","山霞#8箱变","QZHA10262",468.864,"黄色"]
[2780,"惠安县","赤湖变10kV岩峰线618","山霞#9箱变","0001101005",424.528,"黄色"]
[2781,"惠安县","赤湖变10kV涂寨线615","山霞20#变（万象兴）","3M80509000000933",505.98,"绿色"]
[2782,"惠安县","赤湖变10kV山腰线619","山霞村13#变","3M80509000142490",243.58,"黄色"]
[2783,"惠安县","赤湖变10kV涂寨线615","山霞村14#变","3M80509000142019",340.364,"绿色"]
[2784,"惠安县","赤湖变10kV涂寨线615","山霞村15#变","3M80509000091026",346.544,"绿色"]
[2785,"惠安县","赤湖变10kV山霞线614","山霞村21#变","3505231601001078",322.64,"绿色"]
[2786,"惠安县","赤湖变10kV岩峰线618","山霞镇安固村2#变","QZHA10081",258.208,"黄色"]
[2787,"惠安县","赤湖变10kV岩峰线618","山霞镇大淡村1#变","QZHA10120",236.36,"黄色"]
[2788,"惠安县","赤湖变10kV岩峰线618","山霞镇大淡村4#变","3M80509000019241",243.704,"黄色"]
[2789,"惠安县","赤湖变10kV青山线612","山霞镇东莲村6#变","3M80509000046114",250.916,"黄色"]
[2790,"惠安县","赤湖变10kV青山线612","山霞镇青山村4#变","3M80509000041259",319.52,"黄色"]
[2791,"惠安县","赤湖变10kV山腰线619","山霞镇山腰村2#变","QZHA10130",246.464,"黄色"]
[2792,"惠安县","赤湖变10kV山腰线619","山霞镇山腰村3#变","QZHA10101",350.432,"绿色"]
[2793,"惠安县","赤湖变10kV青山线612","山霞镇田边村6#变","3M80509000047886",317.204,"黄色"]
[2794,"惠安县","赤湖变10kV青山线612","山霞镇下坑村9#变","0001162003",339.176,"绿色"]
[2795,"惠安县","赤湖变10kV山腰线619","山腰#1变","QZHA10061",289.304,"黄色"]
[2796,"惠安县","赤湖变10kV山腰线619","山腰#4变","QZHA10095",274.88,"黄色"]
[2797,"惠安县","赤湖变10kV山腰线619","山腰#5变","QZHA10096",167.57,"黄色"]
[2798,"惠安县","赤湖变10kV岩峰线618","山腰#6变","0001167510",345.704,"绿色"]
[2799,"惠安县","赤湖变10kV山腰线619","山腰#7变","3M80509000012601",160,"绿色"]
[2800,"惠安县","赤湖变10kV山腰线619","山腰#8变","3M80509000019344",283.172,"黄色"]
[2801,"惠安县","赤湖变10kV山腰线619","山腰#9变","3M80509000030405",296.96,"黄色"]
[2802,"惠安县","赤湖变10kV山腰线619","山腰村12#变","3508251501009016",320,"绿色"]
[2803,"惠安县","赤湖变10kV涂寨线615","天润华庭1#变","3M80509000143443",805.58,"绿色"]
[2804,"惠安县","赤湖变10kV涂寨线615","天润华庭3#变","3M80509000143445",802.22,"绿色"]
[2805,"惠安县","赤湖变10kV青山线612","田边#3变","QZHA10274",227.768,"黄色"]
[2806,"惠安县","赤湖变10kV山腰线619","田乾#2变","QZHA10202",117.944,"黄色"]
[2807,"惠安县","赤湖变10kV山腰线619","田乾#3变","QZHA10275",199.164,"黄色"]
[2808,"惠安县","赤湖变10kV山腰线619","田乾村4#变","3M80509000134086",329.576,"绿色"]
[2809,"惠安县","赤湖变10kV假日线610","五峰村14#变","3M80509000142813",546.76,"绿色"]
[2810,"惠安县","赤湖变10kV假日线610","西华村1#变","QZHA18366",355.832,"绿色"]
[2811,"惠安县","赤湖变10kV假日线610","西华村10#变","3M80509000019505",366.368,"绿色"]
[2812,"惠安县","赤湖变10kV假日线610","西华村13#变","3505231201002170",377.48,"绿色"]
[2813,"惠安县","赤湖变10kV五峰线616","溪底村10#变","3503232901002276",332.384,"绿色"]
[2814,"惠安县","赤湖变10kV五峰线616","溪底村15#变","3501250601004048",320,"绿色"]
[2815,"惠安县","赤湖变10kV五峰线616","溪底村4#变","QZHA18414",271.02,"绿色"]
[2816,"惠安县","赤湖变10kV五峰线616","溪底村5#变","QZHA18579",349.376,"绿色"]
[2817,"惠安县","赤湖变10kV五峰线616","霞西村25#变（国网福建惠安县供电公司惠崇公路专用充电站）","3M80509000091493",504.38,"绿色"]
[2818,"惠安县","赤湖变10kV青山线612","下坑#10变","0001722013",187.92,"黄色"]
[2819,"惠安县","赤湖变10kV青山线612","下坑#12变","0002175989",159.858,"黄色"]
[2820,"惠安县","赤湖变10kV青山线612","下坑#2变","QZHA10031",450.536,"黄色"]
[2821,"惠安县","赤湖变10kV青山线612","下坑#3变","QZHA10133",66.428,"黄色"]
[2822,"惠安县","赤湖变10kV青山线612","下坑#4变","QZHA10034",248.576,"黄色"]
[2823,"惠安县","赤湖变10kV青山线612","下坑#6变","QZHA10240",242.184,"黄色"]
[2824,"惠安县","赤湖变10kV青山线612","下坑#7变","QZHA10239",196.556,"黄色"]
[2825,"惠安县","赤湖变10kV青山线612","下坑#8变","0001161514",380.588,"绿色"]
[2826,"惠安县","赤湖变10kV青山线612","下坑村15#变","3M80509000100391",225.752,"黄色"]
[2827,"惠安县","赤湖变10kV青山线612","下坑村16#变","3507231701003006",320,"绿色"]
[2828,"惠安县","赤湖变10kV青山线612","下坑村18#变","3M80509000093050",327.728,"绿色"]
[2829,"惠安县","赤湖变10kV青山线612","下坑村19#变","3M80509000132423",179.624,"黄色"]
[2830,"惠安县","赤湖变10kV青山线612","下坑村21#变","3512223001005252",380.48,"黄色"]
[2831,"惠安县","赤湖变10kV青山线612","下坑村24#变","3501250301000013",470.4,"黄色"]
[2832,"惠安县","赤湖变10kV港乾线617","香缤豪景苑1#变","3504240501004001",640,"绿色"]
[2833,"惠安县","赤湖变10kV假日线610","新景广海外滩#1变","3M80509000061219",640,"绿色"]
[2834,"惠安县","赤湖变10kV假日线610","新景广海外滩#3变","3M80509000061221",626.71,"黄色"]
[2835,"惠安县","赤湖变10kV假日线610","新景广海外滩#6变","3M80509000061225",632.8,"黄色"]
[2836,"惠安县","赤湖变10kV山霞线614","宣美#1变","QZHA10087",356.948,"绿色"]
[2837,"惠安县","赤湖变10kV涂寨线615","宣美#2变","QZHA10088",299.48,"黄色"]
[2838,"惠安县","赤湖变10kV岩峰线618","宣美#5变","3M80509000032736",245.072,"黄色"]
[2839,"惠安县","赤湖变10kV涂寨线615","宣美村#10变","3507250301004018",504,"绿色"]
[2840,"惠安县","赤湖变10kV岩峰线618","宣美村#3箱变","QZHA10211",219.956,"黄色"]
[2841,"惠安县","赤湖变10kV岩峰线618","宣美村#6箱变","3M80509000083809",303.584,"黄色"]
[2842,"惠安县","赤湖变10kV涂寨线615","宣美村#9变","3506251701021017",549.74,"绿色"]
[2843,"惠安县","赤湖变10kV涂寨线615","宣美村7#箱变","3M80509000121528",510.3,"绿色"]
[2844,"惠安县","赤湖变10kV涂寨线615","宣美村8#变","3508242801008019",504,"绿色"]
[2845,"惠安县","赤湖变10kV涂寨线615","岩峰#10变","3M80509000020894",357.044,"绿色"]
[2846,"惠安县","赤湖变10kV涂寨线615","岩峰#4箱变","QZHA09168",444.404,"绿色"]
[2847,"惠安县","赤湖变10kV青山线612","埭透#2变","QZHA10123",279.75,"黄色"]
[2848,"惠安县","赤湖变10kV青山线612","埭透#4变","3M80509000028258",348.728,"绿色"]
[2849,"惠安县","赤湖变10kV西华线621","10kV崇武镇大乍村15#箱式变","3M80509000121858",556.24,"绿色"]
[2850,"惠安县","赤湖变10kV西华线621","10kV崇武镇大乍村25#变","3M80509000042061",430.02,"绿色"]
[2851,"惠安县","赤湖变10kV西华线621","10kV崇武镇大乍村7#变","3M80509000010662",450.16,"绿色"]
[2852,"惠安县","赤湖变10kV水边线626","10kV宣美村4#箱式变","QZHA10273",461.26,"黄色"]
[2853,"惠安县","赤湖变10kV水边线626","安固#3箱变","0000959514",344,"绿色"]
[2854,"惠安县","赤湖变10kV涂寨Ⅱ回642","白鹭花园#1变","3M80509000062602",658.9,"绿色"]
[2855,"惠安县","赤湖变10kV涂寨Ⅱ回642","白鹭花园#2变","3M80509000062603",640,"绿色"]
[2856,"惠安县","赤湖变10kV涂寨Ⅱ回642","白鹭花园#3变","3M80509000062604",525.64,"绿色"]
[2857,"惠安县","赤湖变10kV涂寨Ⅱ回642","白鹭花园#4变","3M80509000062605",504,"绿色"]
[2858,"惠安县","赤湖变10kV涂寨Ⅱ回642","白鹭花园#5变","3M80509000083022",826.76,"绿色"]
[2859,"惠安县","赤湖变10kV涂寨Ⅱ回642","白鹭花园7变","3M80509000083034",800,"绿色"]
[2860,"惠安县","赤湖变10kV岞港线623","潮乐村1#变","QZHA18374",383.18,"绿色"]
[2861,"惠安县","赤湖变10kV岞港线623","潮乐村11#变","QZHA18384",291.2,"黄色"]
[2862,"惠安县","赤湖变10kV岞港线623","潮乐村14#变（自住小区1#）","3M80509000026919",690.52,"绿色"]
[2863,"惠安县","赤湖变10kV岞港线623","潮乐村2#变","QZHA18375",596.92,"绿色"]
[2864,"惠安县","赤湖变10kV潮乐线624","潮乐村3#变","QZHA18376",279.912,"绿色"]
[2865,"惠安县","赤湖变10kV岞港线623","潮乐村4#变","QZHA18377",133.54,"黄色"]
[2866,"惠安县","赤湖变10kV岞港线623","潮乐村5#变","QZHA18378",233.832,"黄色"]
[2867,"惠安县","赤湖变10kV岞港线623","崇武镇潮乐村16#变","3M80509000047859",338.912,"绿色"]
[2868,"惠安县","赤湖变10kV西华线621","崇武镇大乍村17#变","QZHA18461",400,"绿色"]
[2869,"惠安县","赤湖变10kV西华线621","崇武镇大乍村22#变","3M80509000038322",338.096,"绿色"]
[2870,"惠安县","赤湖变10kV西华线621","崇武镇大乍村23#变","3M80509000035899",427.568,"绿色"]
[2871,"惠安县","赤湖变10kV西华线621","崇武镇大乍村27#变","3M80509000067979",330.296,"绿色"]
[2872,"惠安县","赤湖变10kV西华线621","崇武镇大乍村30#变","3M80509000121862",342.104,"绿色"]
[2873,"惠安县","赤湖变10kV西华线621","崇武镇大乍村32#变","3510231701004036",542.64,"绿色"]
[2874,"惠安县","赤湖变10kV潮乐线624","崇武镇靖江村13#变","3M80509000047860",92.132,"黄色"]
[2875,"惠安县","赤湖变10kV潮乐线624","崇武镇靖江村19#变","3501251301015034",320,"绿色"]
[2876,"惠安县","赤湖变10kV潮乐线624","崇武镇莲西村10#变","3M80509000046050",337.112,"绿色"]
[2877,"惠安县","赤湖变10kV西华线621","崇武镇西华北侧安置小区#2变","3M80509000014651",679.072,"绿色"]
[2878,"惠安县","赤湖变10kV西华线621","崇武镇西华北侧安置小区#3变","3M80509000014650",703.456,"绿色"]
[2879,"惠安县","赤湖变10kV西华线621","崇武镇西华北侧安置小区#6变","3M80509000014642",689.632,"绿色"]
[2880,"惠安县","赤湖变10kV西华线621","崇武镇西华北侧安置小区#7变","3M80509000014643",654.976,"绿色"]
[2881,"惠安县","赤湖变10kV水边线626","崇武镇鹰园村5#变","3509241901012004",342.524,"绿色"]
[2882,"惠安县","赤湖变10kV西华线621","大乍村10#变","QZHA18454",375.87,"绿色"]
[2883,"惠安县","赤湖变10kV西华线621","大乍村11#变","QZHA18455",366.668,"绿色"]
[2884,"惠安县","赤湖变10kV西华线621","大乍村12#变","QZHA18456",313.96,"绿色"]
[2885,"惠安县","赤湖变10kV西华线621","大乍村13#变","QZHA18457",270.888,"绿色"]
[2886,"惠安县","赤湖变10kV西华线621","大乍村14#变","QZHA18458",348.16,"绿色"]
[2887,"惠安县","赤湖变10kV西华线621","大乍村18#变","QZHA18462",354.452,"绿色"]
[2888,"惠安县","赤湖变10kV西华线621","大乍村20#变","QZHA18553",274.46,"绿色"]
[2889,"惠安县","赤湖变10kV西华线621","大乍村21#变","0002043511",297.31,"绿色"]
[2890,"惠安县","赤湖变10kV西华线621","大乍村26#变","3506232601004035",393.992,"绿色"]
[2891,"惠安县","赤湖变10kV西华线621","大乍村28#变","3M80509000098430",333.128,"绿色"]
[2892,"惠安县","赤湖变10kV西华线621","大乍村29#箱变","3M80509000120070",614.424,"绿色"]
[2893,"惠安县","赤湖变10kV西华线621","大乍村3#变","QZHA18447",389.66,"绿色"]
[2894,"惠安县","赤湖变10kV西华线621","大乍村4#变","QZHA18448",259.656,"绿色"]
[2895,"惠安县","赤湖变10kV西华线621","大乍村5#变","QZHA18449",539.184,"绿色"]
[2896,"惠安县","赤湖变10kV西华线621","大乍村6#变","QZHA18450",286.26,"绿色"]
[2897,"惠安县","赤湖变10kV西华线621","大乍村8#变","3M80509000010663",584.2,"绿色"]
[2898,"惠安县","赤湖变10kV西华线621","大乍村9#变","QZHA18453",540.92,"绿色"]
[2899,"惠安县","赤湖变10kV东下坑线629","东坑#10变","3M80509000028503",300.824,"黄色"]
[2900,"惠安县","赤湖变10kV东下坑线629","东坑#1变","QZHA10014",480,"黄色"]
[2901,"惠安县","赤湖变10kV东下坑线629","东坑#2变","QZHA10004",529.8,"绿色"]
[2902,"惠安县","赤湖变10kV东下坑线629","东坑#4变","QZHA10209",133.624,"黄色"]
[2903,"惠安县","赤湖变10kV东下坑线629","东坑#6变","0000862003",248.84,"黄色"]
[2904,"惠安县","赤湖变10kV东下坑线629","东坑#8变","0001830507",278.096,"黄色"]
[2905,"惠安县","赤湖变10kV东下坑线629","东坑#9变","3M80509000020383",276.556,"黄色"]
[2906,"惠安县","赤湖变10kV东下坑线629","东坑村#12变","3M80509000114948",289.856,"黄色"]
[2907,"惠安县","赤湖变10kV潮乐线624","海门村6#变","QZHA18470",312.528,"绿色"]
[2908,"惠安县","赤湖变10kV水边线626","宏盛首院#1变","3504231701001127",323.624,"绿色"]
[2909,"惠安县","赤湖变10kV水边线626","宏盛首院#3变","3504231701003103",640,"绿色"]
[2910,"惠安县","赤湖变10kV水边线626","宏盛首院站用#1变","3506230101004041",24,"绿色"]
[2911,"惠安县","赤湖变10kV涂寨Ⅱ回642","后洋#1变","QZHA10038",197.064,"黄色"]
[2912,"惠安县","赤湖变10kV涂寨Ⅱ回642","后洋#2变","QZHA10122",205.096,"黄色"]
[2913,"惠安县","赤湖变10kV涂寨Ⅱ回642","后洋#4变","QZHA10226",347.968,"绿色"]
[2914,"惠安县","赤湖变10kV水边线626","后洋#5箱变","QZHA10272",209.028,"黄色"]
[2915,"惠安县","赤湖变10kV涂寨Ⅱ回642","后洋#8箱变","3M80509000087616",321.06,"黄色"]
[2916,"惠安县","赤湖变10kV涂寨Ⅱ回642","后洋村10#变","3502232201007609",272.552,"黄色"]
[2917,"惠安县","赤湖变10kV水边线626","后洋村9#变","3512222601001570",354.332,"绿色"]
[2918,"惠安县","赤湖变10kV潮乐线624","靖江村10#变","QZHA18526",536.2,"绿色"]
[2919,"惠安县","赤湖变10kV潮乐线624","靖江村12#变","3M80509000019501",280.112,"黄色"]
[2920,"惠安县","赤湖变10kV潮乐线624","靖江村16#变","3M80509000092470",245.924,"黄色"]
[2921,"惠安县","赤湖变10kV潮乐线624","靖江村7#变","QZHA18433",535.92,"绿色"]
[2922,"惠安县","赤湖变10kV潮乐线624","靖江村9#变","QZHA18435",280.704,"黄色"]
[2923,"惠安县","赤湖变10kV水边线626","前张#1变","QZHA10126",220.744,"黄色"]
[2924,"惠安县","赤湖变10kV水边线626","前张#2变","QZHA10127",251.112,"黄色"]
[2925,"惠安县","赤湖变10kV水边线626","前张#3变","QZHA10128",313.072,"黄色"]
[2926,"惠安县","赤湖变10kV水边线626","前张村5#变","3512222101003006",346.82,"绿色"]
[2927,"惠安县","赤湖变10kV东下坑线629","青山#1变","QZHA10006",252,"绿色"]
[2928,"惠安县","赤湖变10kV东下坑线629","青山#2","QZHA10263",359.576,"绿色"]
[2929,"惠安县","赤湖变10kV东下坑线629","青山#3变","0000862004",168.608,"绿色"]
[2930,"惠安县","赤湖变10kV水边线626","山霞村16#变","3M80509000145659",312.332,"黄色"]
[2931,"惠安县","赤湖变10kV水边线626","山霞镇安固村1#变","QZHA10082",316.808,"黄色"]
[2932,"惠安县","赤湖变10kV水边线626","山霞镇安固村6#变","3501250601004047",504,"绿色"]
[2933,"惠安县","赤湖变10kV水边线626","山霞镇大淡村3#变","QZHA10254",285.464,"黄色"]
[2934,"惠安县","赤湖变10kV水边线626","山霞镇大淡村5#变","3M80509000088474",322.736,"绿色"]
[2935,"惠安县","赤湖变10kV东下坑线629","山霞镇东坑村16#变","3506242101000007",320,"绿色"]
[2936,"惠安县","赤湖变10kV东下坑线629","山霞镇东坑村3#变","QZHA10118",560.256,"绿色"]
[2937,"惠安县","赤湖变10kV东下坑线629","山霞镇东坑村5#变","QZHA10238",269.78,"黄色"]
[2938,"惠安县","赤湖变10kV东下坑线629","山霞镇东坑村7#变","0001830506",237.86,"黄色"]
[2939,"惠安县","赤湖变10kV涂寨Ⅱ回642","山霞镇后洋村3#变","QZHA10113",392.504,"绿色"]
[2940,"惠安县","赤湖变10kV涂寨Ⅱ回642","山霞镇后洋村7#变","3M80509000040399",371.888,"绿色"]
[2941,"惠安县","赤湖变10kV水边线626","山霞镇前张村4#变","3M80509000042341",312.608,"黄色"]
[2942,"惠安县","赤湖变10kV水边线626","山霞镇前张村6#变","3501250601004049",274.912,"黄色"]
[2943,"惠安县","赤湖变10kV东下坑线629","山霞镇青山村5#变","3M80509000042059",291.392,"黄色"]
[2944,"惠安县","赤湖变10kV东下坑线629","山霞镇青山村6#变","3505252301004001",197.218,"绿色"]
[2945,"惠安县","赤湖变10kV东下坑线629","山霞镇田边村5#变","3M80509000044319",244.016,"黄色"]
[2946,"惠安县","赤湖变10kV东下坑线629","山霞镇下坑村#17变","3M80509000065064",252.872,"黄色"]
[2947,"惠安县","赤湖变10kV水边线626","山霞镇新塘村4#变","3M80509000042340",332.936,"绿色"]
[2948,"惠安县","赤湖变10kV水边线626","山霞镇鹰园村4#变","3M80509000040419",243.152,"黄色"]
[2949,"惠安县","赤湖变10kV东下坑线629","山霞镇埭透村5#变","3M80509000044320",126.824,"黄色"]
[2950,"惠安县","赤湖变10kV水边线626","天润华庭2#变","3M80509000143444",810.89,"绿色"]
[2951,"惠安县","赤湖变10kV水边线626","天润华庭4#变","3M80509000143446",806.78,"绿色"]
[2952,"惠安县","赤湖变10kV东下坑线629","田边#1变","QZHA10111",198.248,"黄色"]
[2953,"惠安县","赤湖变10kV东下坑线629","田边#2变","QZHA10097",163.75,"黄色"]
[2954,"惠安县","赤湖变10kV东下坑线629","田边#4变","3M80509000028360",202.04,"黄色"]
[2955,"惠安县","赤湖变10kV水边线626","田乾#1变","QZHA10092",206.844,"黄色"]
[2956,"惠安县","赤湖变10kV水边线626","田乾村#6变","3507251601008012",317.324,"黄色"]
[2957,"惠安县","赤湖变10kV水边线626","田乾村5#变","3M80509000102928",230.816,"黄色"]
[2958,"惠安县","赤湖变10kV潮乐线624","西华村2#变","QZHA18367",267.216,"绿色"]
[2959,"惠安县","赤湖变10kV潮乐线624","西华村6#变","QZHA18371",359.66,"绿色"]
[2960,"惠安县","赤湖变10kV岞港线623","西华村7#变","QZHA18195",418.328,"绿色"]
[2961,"惠安县","赤湖变10kV岞港线623","西华村9#变","QZHA18507",578.16,"绿色"]
[2962,"惠安县","赤湖变10kV镇西Ⅰ回620","溪底村1#变","QZHA18411",395.07,"黄色"]
[2963,"惠安县","赤湖变10kV镇西Ⅰ回620","溪底村11#变","3503231701001084",323.216,"绿色"]
[2964,"惠安县","赤湖变10kV镇西Ⅰ回620","溪底村2#变","QZHA18412",204.656,"黄色"]
[2965,"惠安县","赤湖变10kV镇西Ⅰ回620","溪底村3#变","QZHA18413",425.336,"绿色"]
[2966,"惠安县","赤湖变10kV镇西Ⅰ回620","溪底村6#变","QZHA18580",286.432,"黄色"]
[2967,"惠安县","赤湖变10kV镇西Ⅰ回620","溪底村7#变","QZHA18593",311.072,"黄色"]
[2968,"惠安县","赤湖变10kV镇西Ⅰ回620","溪底村8#变","3M80509000009788",319.03,"黄色"]
[2969,"惠安县","赤湖变10kV潮乐线624","霞西村9#变","3M80509000095788",583.26,"绿色"]
[2970,"惠安县","赤湖变10kV东下坑线629","下坑#11变","0001722014",196.88,"黄色"]
[2971,"惠安县","赤湖变10kV东下坑线629","下坑#13变","3M80509000021344",182.18,"黄色"]
[2972,"惠安县","赤湖变10kV东下坑线629","下坑#14变","3M80509000027217",392.792,"绿色"]
[2973,"惠安县","赤湖变10kV龙西Ⅰ回628","下坑#1变","QZHA10132",262.352,"绿色"]
[2974,"惠安县","赤湖变10kV东下坑线629","下坑村#22变","3507231401005002",192.416,"黄色"]
[2975,"惠安县","赤湖变10kV水边线626","下坑村20#变","3506231901005016",201.956,"黄色"]
[2976,"惠安县","赤湖变10kV林场线627","下坑村23#变","3M80509000145558",334.448,"绿色"]
[2977,"惠安县","赤湖变10kV东下坑线629","下坑村5#变","QZHA10003",116,"黄色"]
[2978,"惠安县","赤湖变10kV岞港线623","香缤豪景苑2#变","3504240501005001",667.21,"绿色"]
[2979,"惠安县","赤湖变10kV水边线626","新塘#1变","QZHA10093",340.448,"绿色"]
[2980,"惠安县","赤湖变10kV水边线626","新塘#2变","QZHA10094",390.22,"黄色"]
[2981,"惠安县","赤湖变10kV水边线626","新塘#3变","QZHA10271",372.14,"绿色"]
[2982,"惠安县","赤湖变10kV水边线626","鹰园#1变","QZHA10084",234.852,"黄色"]
[2983,"惠安县","赤湖变10kV水边线626","鹰园#2变","QZHA10090",344.96,"绿色"]
[2984,"惠安县","赤湖变10kV水边线626","鹰园#3箱变","QZHA10210",337.616,"绿色"]
[2985,"惠安县","赤湖变10kV东下坑线629","埭透#1变","QZHA10008",30.704,"黄色"]
[2986,"惠安县","赤湖变10kV东下坑线629","埭透#3变","0002059470",217.81,"黄色"]
[2987,"惠安县","上曾变10kV坪尾线931","省吟村26#变","3504241801000017",0,"红色"]